## Worksheet
Works Instruction Ref. | Works Instruction Address | BOQ Item Name | BOQ Item Section Name | BOQ Item Ref. | BOQ Item Short Description | BOQ Item Unit | BOQ Item Rate | Quantity | Location | Notes

## Works Instructions
Works Ref. | Client Order Ref. | Address | Scope
DN568207/5 | 1128378 | 41 Coleshill Drive | Routine Repairs
DN568207/36 | 1146663 | 31 CROSSCOMBE WALK | Routine Repairs
DN568207/39 | 1491992 | 100 Risdale Road | Routine Repairs
DN568207/40 | 1146735 | 7 FULFORD WALK | Routine Repairs
DN568207/48 | 1151535 | 9 MURFORD AVENUE | Routine Repairs
DN568207/49 | 1151708 | 11 Coleshill Drive, Hartcliffe | Routine Repairs
DN568207/65 | 1169952 | 4 Sydney Row | Routine Repairs
DN568207/69 | 1171059 | 10 Faber Grove (KS1753) | Routine Repairs
DN568207/72 | 1172047 | 31 Windsor Terrace | Routine Repairs
DN568207/73 | 1172060 | 93 King Georges Road | Routine Repairs
DN568207/74 | 1172152 | 57 Aldwick Avenue | Urgent Repair
DN568207/78 | 1172307 | 279 Bishport Avenue, Hartcliffe | Routine Repairs
36/87 | 1174893 | 12 Ashburton Road | Routine Repairs
36/88 | 1174896 | 109 RINGWOOD CRESCENT | Routine Repairs
36/89 | 1174902 | 155 Whiteway Road | Routine Repairs
36/90 | 1176125 | 8 COLLINSON ROAD | Routine Repairs
36/112 | 1167961 | 70 TROWBRIDGE ROAD | Routine Repairs
36/113 | 1168151 | 5 DERWENT ROAD | Routine Repairs
36/116 | 1177553 | BK 15-16 BOUVERIE STREET | Routine Repairs
36/118 | 1174266 | 22 The Gaskins, Downman Road, Lockleaze, Bristol, BS7 9TS | Routine Repairs
36/119 | 1174904 | 22 Gingells Green | Routine Repairs
36/121 | 1185736 | 16 PEVENSEY WALK | Routine Repairs
36/123 | 1186014 | 6 Brocks, Callington Road, Brislington, Bristol BS4 5BX | Routine Repairs
36/124 | 1183341 | 28 LURGAN WALK | Routine Repairs
36/125 | 1183301 | 2 HARTGILL CLOSE | Routine Repairs
36/127 | 1185430 | 14 The Coots | Routine Repairs
36/128 | 1188116 | 11 Wardour Road | Routine Repairs
36/129 | 1188072 | 23 Morden Walk | Routine Repairs
36/130 | 1176914 | 62 Willinton Road | Routine Repairs
36/131 | 1177431 | 5 MORRIS ROAD | Routine Repairs
36/132 | 1183952 | 103 Henacre Road | Routine Repairs
36/135 | 1188623 | 13 PEVERELL CLOSE | Routine Repairs
36/136 | 1189176 | 25 MONTREAL AVENUE | Routine Repairs
36/137 | 1189446 - 4394/3 | 13 LAVINGTON ROAD | Routine Repairs
36/138 | 1125985 | 24 Brockworth Crescent | Routine Repairs
36/152 | 1030138 | 10 Hollidge Gardens | Urgent Repair
36/156 | 1007526 | 25 Axbridge Road | Routine Repairs
36/161 | 1075181 | 23 Hersey Gardens, Withywood | Routine Repairs
36/165 | 1069440 | 19 Pavey Close | Urgent Repair
36/166 | 001069088 | 14 BORLEYTON WALK | Routine Repairs
36/170 | 1070244 | 61 Queens Road | Routine Repairs
36/172 | 1073533 | 67 PEARL STREET | Routine Repairs
36/173 | 1091154 | 16 WOODMEAD GARDENS | Routine Repairs
36/175 | 1091010 - 24083/1 | 10 Sampsons Road (KS1789) | Routine Repairs
36/176 | 1090132 | 23 Ellsworth Road | Routine Repairs
36/178 | 1085911 | 50 SHERRIN WAY | Routine Repairs
36/180 | 1082012 | 29 NEWLAND ROAD | Routine Repairs
36/183 | 1111627 | 4 BROOK ROAD | Routine Repairs
36/185 | 1110103 | 92 STILLINGFLEET ROAD | Urgent Repair
36/186 | 1109561 | 51 Church Lane, Bedminster | Routine Repairs
36/190 | 1104506 | 26 MOWCROFT ROAD | Routine Repairs
36/192 | 1103832 | 175 Lynton Road | Routine Repairs
36/194 | 001123136 | 146 WOOTTON ROAD | Routine Repairs
36/195 | 1106058 | 25 Martock Road, Bedminster, Bristol BS3 5QN | Routine Repairs
36/200 | 1173233 | 3 MELLENT AVENUE | Urgent Repair
36/201 | 001173225 | 3 MELLENT AVENUE | Routine Repairs
36/202 | 1172808 | 34 TYNTESFIELD ROAD | Routine Repairs
36/203 | 1172395 | 24 Martock Road, Bedminster | Routine Repairs
36/212 | 1181732/4075/1 | 2 Curland Grove, Whitchurch | Routine Repairs
36/214 | 1180740 | 5 Whitmead Gardens | Routine Repairs
36/216 | 1178696 | 57 ELMTREE DRIVE | Routine Repairs
36/218 | 1177829 | 93 NEWQUAY ROAD | Routine Repairs
36/219 | 1177729 | 20 Stillingfleet Road | Routine Repairs
36/220 | 1177531 | 4 Wimborne Road | Routine Repairs
36/221 | 1175766 | 363 Bishport Avenue, Hartcliffe | Routine Repairs
36/227 | 1190562 | 8 LULSGATE ROAD | Routine Repairs
36/230 | 1189191 | 12 Grinfield Avenue | Routine Repairs
36/231 | 1189121 | 2 Whitemead House | Routine Repairs
36/233 | 1187466 - 4439/1 | 56 Newland Road | Routine Repairs
36/234 | 1187344 | 30 FULFORD ROAD | Routine Repairs
36/235 | 1186460 | 11 OXLEAZE | Routine Repairs
36/241 | 1196290 | 40 CUTLER ROAD | Routine Repairs
36/242 | 1196471 | 16 Millground Road, Withywood, Bristol BS13 8NF | Routine Repairs
36/243 | 1196403 | 49a Foxcote Road | Routine Repairs
36/246 | 1194856 - 1798/1 | 31 Tynte Avenue | Routine Repairs
36/247 | 1194957 | 144 LUCKWELL ROAD | Routine Repairs
36/250 | 1198829 | 2 Chaundey Grove | Routine Repairs
36/251 | 1166676 | 8 Pawlett Road | Routine Repairs
36/252 | 1200197 | 18 Acresbush Close | Routine Repairs
36/256 | 1200240 | 524 BISHPORT AVENUE | Routine Repairs
36/296 | 1147761 | 27 ST DAVIDS CRESCENT | Routine Repairs
36/389 | 1194951 | 93 COLESHILL DRIVE | Routine Repairs
36/432 | 1110122 | 92 STILLINGFLEET ROAD | Routine Repairs
36/439 | 1104318 | 59 MARTOCK ROAD | Routine Repairs
36/499 | 1200120 | 8 Pawlett Road | Routine Repairs
36/510 | 1067416 | 22 Romney Avenue | Routine Repairs
36/513 | 1117410 | KINGSLEY HOUSE | Routine Repairs
36/518 | 1184703 - 2067/1 | 93 Murford Avenue, Hartcliffe | Routine Repairs
36/520 | 1167479 | 59 Elmtree Drive, Withywood | Routine Repairs
36/521 | 1149030 | 53 Andover Road | Routine Repairs
36/525 | 1166427 | 43 Bourchier Gardens, Hartcliffe, | Urgent Repair
36/526 | 1166442 | 43 Bourchier Gardens, Hartcliffe, | Urgent Repair
36/527 | 1136353 | 40 Hartgill Close, Hartcliffe | Routine Repairs
36/528 | 1190524 | 4 CHALCROFT WALK | Routine Repairs
36/529 | 1123292 - 1212/1 | 39 Tynte Avenue (KS 1986) | Routine Repairs
36/530 | 1163171 | 39 Davids Road, Knowle | Routine Repairs
36/533 | 1166767 | 32 Upjohn Crescent | Routine Repairs
36/535 | 1128658 | 32 Sampsons Road, Hartcliffe | Routine Repairs
36/536 | 1128734 | 32 Horsepool Road | Routine Repairs
36/539 | 1151074 | 30 Grinfield Avenue, Hartcliffe | Routine Repairs
36/540 | 1166788 | 28 Kildare Road, Knowle, | Routine Repairs
36/542 | 1137558 | 221 Four Acres, Withywood | Routine Repairs
36/544 | 1117913 | 19 Showering Road, BS14 8DL | Routine Repairs
36/545 | 1121849 | 19 Ripon Road, St Annes | Routine Repairs
36/547 | 1157530 | 16 Wellgarth Walk, Knowle, | Routine Repairs
36/550 | 1184738 | 15 Padstow Road, Knowle, | Routine Repairs
36/554 | 1164310 | 138 Bedminster Road, Bedminster, Bristol, BS3 5NP | Routine Repairs
36/556 | 1128287 | 13 Billand Close, Withywood | Routine Repairs
36/571 | 1197908 | 31 OLD QUARRY ROAD | Routine Repairs
36/572 | 1204100 | 15 Colchester Crescent, Knowle, | Routine Repairs
36/573 | 1204399 | 42 Blackthorn Road, Hartcliffe | Routine Repairs
36/575 | 1205161 | 9 Collinson Road, Hartcliffe | Routine Repairs
36/578 | 1208034 | 74 Crosscombe Drive, Hartcliffe | Routine Repairs
36/580 | 1207980 | 326 Bishport Avenue, Hartcliffe | Routine Repairs
36/581 | 1205996 | 118 Whittock Road, Stockwood, | Routine Repairs
36/582 | 1207973 | 142 Luckwell Road | Routine Repairs
36/584 | 1208582 | 2 GOULSTON WALK | Routine Repairs
36/585 | 1208568 | 57 Twenty Acres Road, Southmead | Routine Repairs
36/587 | 1208955 | 11 HOLBROOK CRESCENT | Routine Repairs
36/588 | 1208657 | 54 Tynte Avenue | Routine Repairs
36/591 | 1209884 | 32 PAWLETT ROAD | Routine Repairs
36/593 | 1209879 | 11 DYERS CLOSE | Routine Repairs
36/597 | 1210196 | 1 Langford Road, Bedminster Down, Bristol BS13 7AP | Routine Repairs
36/598 | 1203588 | 4 Horsepool Road, Withywood | Routine Repairs
36/602 | 1211195 | 61 Connaught Road, Knowle | Routine Repairs
36/606 | 1211271 | Flat 10 Centenary House, 1 Micklewright Close | Routine Repairs
36/607 | 1211266 | 11 Wymbush Gardens | Routine Repairs
36/608 | 1211263 | 5 Barnabas Street | Routine Repairs
36/609 | 1211257 | 37 COTSWOLD ROAD | Routine Repairs
36/610 | 1210557 | 2 Shortwood Walk, Hartcliffe | Routine Repairs
36/611 | 1211751 | 386 Bishport Avenue, Hartcliffe | Routine Repairs
36/613 | 1211788 | 10 CHALCROFT WALK | Routine Repairs
36/614 | 1211858 | 61 NEWLAND ROAD | Routine Repairs
36/615 | 1212041 | 85 Northfield House, Catherine Mead Street | Routine Repairs
36/618 | 1214544 | 76 NEWQUAY ROAD | Routine Repairs
36/622 | 1096691 | 373 Bishport Avenue, Hartcliffe, Bristol BS13 0BN | Routine Repairs
36/623 | 1041829 | 22 GORLANGTON CLOSE | Disrepair
36/624 | 1042300 | 3 CHEPSTOW ROAD | Disrepair
36/625 | 1050242 | 169 Leinster Avenue | Disrepair
36/626 | 1064042 | 139 NEWLAND ROAD | Disrepair
36/627 | 1072724 | 33 FOUR ACRES CLOSE | Disrepair
36/628 | 1083570 | 36 Whitmore Avenue | Disrepair
36/629 | 1083270 | 36 Whitmore Avenue | Disrepair
36/630 | 1112596 | 22 GORLANGTON CLOSE | Disrepair
36/631 | 1146242 | 167 DUTTON ROAD | Disrepair
36/632 | 1146413 | 92 TWINNELL HOUSE | Disrepair
36/633 | 1159019 | 3 CALLINGTON ROAD | Disrepair
36/634 | 1161378 | 39 BARWICK HOUSE THE RIDGE | Disrepair
36/635 | 1163169 | 154 Mancroft Avenue | Disrepair
36/636 | 1179251 | 143 MARKSBURY ROAD | Disrepair
36/637 | 1184974 - 5776/1 | 4 DERMOT STREET | Disrepair
36/638 | 1185510 | 63 CONNAUGHT ROAD | Disrepair
36/640 | 1192515 | 34 TREGARTH ROAD | Disrepair
36/641 | 1200097 | 17 THOMSON ROAD | Disrepair
36/642 | 1200161 | 158 GILL AVENUE | Disrepair
36/643 | 1202564 | 13 MELLENT AVENUE | Disrepair
36/644 | 1207983 | 138 Crosscombe Drive | Disrepair
36/645 | 1207753 | 36 DERHAM ROAD | Disrepair
36/646 | 1212749/23724/2 | 85 Whitmore Avenue | Disrepair
36/647 | 1213072 | 25 HENACRE ROAD | Disrepair
36/648 | 1213129 | 101 HENACRE ROAD | Disrepair
36/649 | 1213263 | 16 Willow House Bishport Avenue | Disrepair
36/650 | 1213769 | 12 WHITMORE AVENUE | Disrepair
36/651 | 1213803 | 72 WYNDHAM CRESCENT | Disrepair
36/652 | 1213852 | 51 Patterson House Prewett Street | Disrepair
36/654 | 1215269 | 136 STATION ROAD | Disrepair
36/655 | 1215799 | 160 ST JOHNS LANE | Disrepair
36/656 | 1215834 | 110 EXMOUTH ROAD | Disrepair
36/657 | 1215848 | 32 Trowbridge Road | Disrepair
36/658 | 1207534 | 16 WHITING ROAD | Disrepair
36/659 | 1213669 | 222 Whiteway Road | Disrepair
36/660 | 1128284 | 14 Billand Close, Withywood | Routine Repairs
36/661 | 1182588 | 38 HUNTINGHAM ROAD | Routine Repairs
36/662 | 1216620 | Queens Road Bk 130-140, Queens Road | Routine Repairs
36/663 | 1216799 | 51 Church Lane, Bedminster | Routine Repairs
36/665 | 1217155 | 561 Hareclive Road, Hartcliffe | Routine Repairs
36/666 | 1217170 | 675 Bishport Avenue, Withywood | Routine Repairs
36/667 | 1217192 | 48 Maidenhead Road, Hartcliffe | Routine Repairs
36/668 | 1217269 | 126 Clover Ground, Westbury On Trym | Routine Repairs
36/669 | 1217522 | 13 Northfield House, Catherine Mead Street | Routine Repairs
36/670 | 1197051 | 234 Ilchester Crescent, Bedminster Down | Routine Repairs
36/671 | 1173911/1570/1 | 31 Lockleaze Road, Horfield | Routine Repairs
36/672 | 1191907 | 82 Lanercost Road, Southmead | Routine Repairs
36/673 | 1167490 - 92561/1 | 20 Wymbush Crescent, Hartcliffe | Routine Repairs
36/674 | 1203316 | 61 Southbow House, Duckmoor Road | Routine Repairs
36/676 | 1091129 | 81 Craydon Grove | Routine Repairs
36/677 | 1157979 | 99 Fulford Road, Hartcliffe, Bristol BS13 0AD | Routine Repairs
36/678 | 1220579/10560/1 | 16 Andover Road | Routine Repairs
36/679 | 1174546 | 54 Rowan House, Bishport Avenue, Hartcliffe, Bristol BS13 0RT | Routine Repairs
36/683 | 1223811 | 12 Stoulton Grove, Brentry, Bristol BS10 7JG | Routine Repairs
36/684 | 1223156 | 8 Whartons, Callington Road, Brislington, Bristol BS4 5BT | Routine Repairs
36/685 | 1222521 | 46 Hayleigh House, Silcox Road, Hartcliffe | Routine Repairs
36/687 | 1220636 | 16 Millground Road, Withywood, Bristol BS13 8NF | Routine Repairs
36/688 | 1220398 | 35 Beverston Gardens, Lawrence Weston, Bristol BS11 0SB | Routine Repairs
36/689 | 1220279 | 9 Marsh Street, Avonmouth, Bristol BS11 9JZ | Routine Repairs
36/690 | 1219891 | 75 Murford Avenue, Hartcliffe, Bristol BS13 9JY | Routine Repairs
36/691 | 1218158 | 12 Stoulton Grove, Brentry, Bristol BS10 7JG | Routine Repairs
36/692 | 1218409 | 76 Capgrave Crescent, Broomhill, Bristol BS4 4TW | Routine Repairs
36/693 | 1218448 | 16 Redford Crescent, Withywood, Bristol BS13 8SD | Routine Repairs
36/694 | 1218620 | 9 Faber Grove, Hartcliffe, Bristol BS13 0LD | Routine Repairs
36/695 | 1218518 | 8 Nailsea Close, Bedminster Down, Bristol BS13 7EH | Routine Repairs
36/696 | 1219525 | 5 Ashton Rise, Ashton Vale, Bristol, BS3 2DG | Routine Repairs
36/697 | 1219776 | 40 Paybridge Road, Withywood, Bristol BS13 8PU | Routine Repairs
36/699 | 1219887 | 53 Northfield House, Catherine Mead Street, Southville, Bristol BS3 1XD | Routine Repairs
36/700 | 1224133 | 13 MOLESWORTH CLOSE | Routine Repairs
36/701 | 1226196 | 22 Shepton Walk, Bedminster, Bristol BS3 5NU | Routine Repairs
36/702 | 1226363 | 11 Winterstoke House, Duckmoor Road, Ashton | Routine Repairs
36/703 | 64602/1 | 48 Lime Road, Bedminster, Bristol, BS3 1LT | Routine Repairs
36/704 | 1225170 | 23 Hersey Gardens, Withywood | Routine Repairs
36/705 | 1227557 | 32 LISBURN ROAD | Routine Repairs
36/707 | 1223374 | 2 SAUNTON WALK | Disrepair
36/708 | 1223687 - 8605/2 | 11 Molesworth Close | Disrepair
36/709 | 1217367 | 62 SHERWELL ROAD | Disrepair
36/710 | 1226992 | 137 Wedmore Vale, Bedminster, Bristol BS3 5JA | Routine Repairs
36/711 | 1227200 | 17 Malago Road, Bedminster, Bristol BS3 4JR | Routine Repairs
36/712 | 1084698 | 70 Griggfield Walk, Hengrove, Bristol BS14 9UG | Routine Repairs
36/714 | 1218253 | 97 MANCROFT AVENUE | Disrepair
36/715 | 1217639 | 218 BROADLANDS DRIVE | Disrepair
36/716 | 1218114 | 52B CITY ROAD | Disrepair
36/717 | 1217583 | 5 SILVERHILL ROAD | Disrepair
36/718 | 1218470 - 10472/1 | 7 GREAT GEORGE STREET | Disrepair
36/719 | 1218663 - 10608/1 | 14 PROCTOR HOUSE | Disrepair
36/720 | 1229181 - 6223/1 | 45 Friezewood Road, Ashton, Bristol BS3 2AD | Routine Repairs
36/721 | 1229781 | 58 Showering Road, Stockwood, Bristol BS14 8DN | Routine Repairs
36/723 | 1102465 | 22 TORRINGTON AVENUE | Routine Repairs
36/724 | 1222238 | 5 ORLEBAR GARDENS | Disrepair
36/725 | 1188994 | 9 The Brambles Grinfield Avenue | Disrepair
36/727 | 1230815 | 21 Ringwood Crescent, Southmead, Bristol BS10 5RJ | Routine Repairs
36/728 | 1216569 | 103 NEWQUAY ROAD | Disrepair
36/729 | 1231052 | 16 Alpha Road, Southville, Bristol BS3 1DH | Routine Repairs
36/730 | 1231446 | 22 Totshill Drive, Hartcliffe, Bristol BS13 0QU | Routine Repairs
36/731 | 1231454 | 57 King Georges Road, Bishopsworth, Bristol, BS13 8LS | Routine Repairs
36/732 | 1191762 | 150 LEINSTER AVENUE | Routine Repairs
36/733 | 1231839 | 28 Hersey Gardens, Withywood, Bristol BS13 8RR | Urgent Repair
36/734 | 1232041 | 14 Wymbush Crescent, BS13 0BB | Routine Repairs
36/735 | 1232064 | 33 Wymbush Crescent, Hartcliffe, Bristol BS13 0BB | Routine Repairs
36/736 | 1232247 | 27 Gay Elms | Routine Repairs
36/737 | 1232336 | 72 Birch Road, Southville, Bristol BS3 1PF | Routine Repairs
36/738 | 1232460 | 12 Four Acres Close, Withywood, Bristol BS13 8QN | Routine Repairs
36/739 | 1232497 | 38 Four Acres Close | Routine Repairs
36/740 | 1232501 | 5 Bantock Close, Inns Court, Bristol BS4 1XD | Routine Repairs
36/741 | 1232815 | 22 Newland Walk, Withywood, Bristol BS13 9DZ | Routine Repairs
36/742 | 1232826 | 27 Pigott Avenue, Withywood | Routine Repairs
36/743 | 1227441 | 34 TREGARTH ROAD | Disrepair
36/744 | 1227601/13740/1 | 35 TYNTE AVENUE | Disrepair
36/746 | 1053364 | 39 Pigott Avenue | Routine Repairs
36/747 | 1233852 | 1 Langford Road, Bedminster Down, Bristol BS13 7AP | Routine Repairs
36/748 | 1234079 | 36 Rowan House, Bishport Avenue, Hartcliffe, Bristol BS13 0RT | Routine Repairs
36/749 | 1235016 | 14 Holbrook Crescent, Hartcliffe, Bristol BS13 0EU | Routine Repairs
36/751 | 1235070 | 5 Ashton Rise, Ashton Vale, Bristol, BS3 2DG | Routine Repairs
36/752 | 1235744 | 34 Riverland Drive, Withywood, Bristol BS13 8PL | Routine Repairs
36/753 | 1235763 | 9 Bourton Walk, Bedminster Down, Bristol BS13 7AL | Routine Repairs
36/754 | 1235861 | 16 Richeson Close, Henbury, Bristol, BS10 7FU | Routine Repairs
36/755 | 1235884 | 1 Stanton Road, Southmead, Bristol BS10 5SS | Routine Repairs
36/756 | 1236201 | 46 Winterstoke House, Duckmoor Road, Ashton, Bristol BS3 2EP | Routine Repairs
36/759 | 1235459 | 25 Spartly Drive | Routine Repairs
36/761 | 1184774 | 208 Ashton Drive, Ashton Vale, Bristol BS3 2QA | Routine Repairs
36/764 | 1176130 | 20 Cowling Drive, Stockwood, Bristol BS14 8DS | Routine Repairs
36/766 | 1237898 | 61 Redford Crescent, Withywood, Bristol BS13 8SA | Routine Repairs
36/768 | 1238643 | 9 Portbury Grove, Shirehampton | Routine Repairs
36/769 | 21052/1 | 13 SELLEY WALK | Routine Repairs
36/773 | 1239144 | STANDFAST ROAD | Routine Repairs
36/774 | 1240163 | 57 Aldwick Avenue | Routine Repairs
36/775 | 1240187 | 74 Four Acres | Routine Repairs
36/777 | 1240278 | 26 TRYM SIDE | Routine Repairs
36/778 | 1240321 | 55 KINGS WESTON AVENUE | Routine Repairs
36/779 | 1212454 | 8 Millmead House Silcox Road | Routine Repairs
36/780 | 1240350 | 373 Bishport Avenue, Hartcliffe, Bristol BS13 0BN | Routine Repairs
36/781 | 1241070 | 28 Borleyton Walk, Withywood, Bristol BS13 8QJ | Routine Repairs
36/784 | 1226461 | 13 Herridge Road | Disrepair
36/786 | 1230515 - 14213/3 | 2 Arthurswood Road | Disrepair
36/787 | 1232075 | 41 GREENDITCH AVENUE (KS1541) | Disrepair
36/788 | 1233204 | 52 SILVERHILL ROAD | Disrepair
36/789 | 1224107 | 35 PEN PARK ROAD | Disrepair
36/790 | 1221432 - 11554/1 | 10 CROSSCOMBE DRIVE | Disrepair
36/791 | 1219096 | 10 CANYNGE HOUSE PREWETT STREET | Disrepair
36/792 | 1039201 | 35 FABER GROVE | Routine Repairs
36/793 | 1048794 | 32 Burnbush Close | Routine Repairs
36/794 | 42841/1 | 138 Novers Lane, Knowle, Bristol BS4 1QP | Routine Repairs
36/795 | 1166676 | 841 Bishport Avenue | Routine Repairs
36/799 | 24267/1 | 139 Ilchester Crescent, Bedminster Down, Bristol, BS13 7HP | Routine Repairs
36/801 | 1211234 | 13 Dyers Close, Hartcliffe, Bristol BS13 0LW | Routine Repairs
36/802 | 23840/1 | 223 Coronation Road, Southville | Routine Repairs
36/803 | 27440/1 | 139 Littlecross House, Phipps Street, Southville, Bristol, BS3 1SL | Routine Repairs
36/810 | 27014/1 | 160 Crosscombe Drive, Hartcliffe, Bristol | Routine Repairs
36/811 | 24258/1 | 7 HERSEY GARDENS | Routine Repairs
36/813 | 1225043 | 17 Chaplin Road | Routine Repairs
36/814 | 24275/1 | 7 Coldpark Road, Withywood | Routine Repairs
36/815 | 28437/1 | 138 Bedminster Road, Bedminster, Bristol, BS3 5NP | Routine Repairs
36/818 | 24559/1 | 8 Withywood Road, Withywood | Routine Repairs
36/819 | 16733/1 | 15 St Tecla Close, Shirehampton | Routine Repairs
36/823 | 13366/1 | 23 Hersey Gardens, Withywood | Routine Repairs
36/825 | 29006/2 | 40 Westleigh Road, Southmead | Routine Repairs
36/830 | 30038/1 | 16 PARBROOK COURT | Routine Repairs
36/831 | 1230835 | 57 Whittock Road | Disrepair
36/833 | 1234784 | 110 EXMOUTH ROAD | Disrepair
36/834 | 1234888 | 18 MONSDALE CLOSE | Disrepair
36/835 | 1235458 | 51 Redwood House | Disrepair
36/836 | 1215807 | 10 Somerset House, Trinity Walk, Lawfords Gate | Routine Repairs
36/837 | 1237048 -16558/1 | 17 FABER GROVE | Disrepair
36/838 | 1222057 | 17 Gatehouse Close, Withywood | Routine Repairs
36/839 | 1223344 | 14 Hayleigh House, Silcox Road | Routine Repairs
36/840 | 1232448 | 675 Bishport Avenue, Withywood | Routine Repairs
36/841 | 27815/1 | 71 Wallingford Road | Disrepair
36/842 | 28492/1 | 21 Lansdowne Court | Disrepair
36/843 | 28604/1 | 640 Long Cross | Disrepair
36/844 | 28710/1 | 32 Horsepool Road | Disrepair
36/845 | 28666/1 | 13 Wilton Close | Disrepair
36/846 | 30593/1 | 54 Sherrin Way, Withywood | Routine Repairs
36/847 | 30583/1 | 1 Bantock Close, Inns Court, | Routine Repairs
36/848 | 31740/1 | 12 Tavistock Road, Knowle | Routine Repairs
36/849 | 30950/4 | 29a Creswicke Road, Knowle | Routine Repairs
36/851 | 31646/1 | 59 Kenmare Road, Knowle, Bristol | Routine Repairs
36/854 | 31982/1 | 3 Mowcroft Road, Hartcliffe | Routine Repairs
36/855 | 32055/1 | 46 Hayleigh House, Silcox Road, Hartcliffe | Routine Repairs
36/856 | 32042/1 | 31 Faber Grove, Hartcliffe | Routine Repairs
36/857 | 32044/1 | 25 Millground Road, Withywood | Routine Repairs
36/858 | 32795/1 | 70 Sherrin Way, Withywood | Routine Repairs
36/859 | 32839/1 | 41 Whitmore Avenue, Broomhill | Routine Repairs
36/860 | 32806/1 | 180 Four Acres, Withywood | Routine Repairs
36/861 | 32872/1 | 6 Pesley Close, Withywood | Routine Repairs
36/862 | 32875/1 | 96 Rookery Way, Hartcliffe | Routine Repairs
36/863 | 32869/1 | 44 Wharnecliffe Gardens, Whitchurch | Routine Repairs
36/864 | 32892/1 | 11 Hersey Gardens, Withywood | Routine Repairs
36/866 | 33262/1 | 28 Stillingfleet Road, Hartcliffe | Routine Repairs
36/867 | 33259/1 | 19 Pigott Avenue, Withywood | Routine Repairs
36/868 | 33271/1 | 21 Cobhorn Drive, Withywood | Routine Repairs
36/869 | 30598/1 | 158 RICHMOND ROAD | Disrepair
36/870 | 33411/1 | 43 Ilminster Avenue, Knowle | Routine Repairs
36/871 | 33424/1 | 10 Brixham Road | Routine Repairs
36/872 | 7166/3 | 17 Dancey Mead | Routine Repairs
36/873 | 33568/1 | 561 Hareclive Road, Hartcliffe | Routine Repairs
36/874 | 33572/1 | 31 Dancey Mead, Highridge | Routine Repairs
36/875 | 7166/4 | 17 Dancey Mead | Routine Repairs
36/876 | 1191252 | 68 CUTLER ROAD | Routine Repairs
36/877 | 1191303 | 201 FOUR ACRES | Routine Repairs
36/878 | 1189984 | 56 KEBLE AVENUE | Routine Repairs
36/879 | 1190082 | 70 ELMTREE DRIVE | Routine Repairs
36/880 | 33435/1 | 31 Brunel Road | Routine Repairs
36/882 | 33711/1 | 34 HIGHBURY ROAD | Routine Repairs
36/883 | 33695/1 | 40 OAK HOUSE | Routine Repairs
36/884 | 33713/1 | 181 FOUR ACRES | Routine Repairs
36/885 | 33722/1 | 37 Wymbush Crescent | Routine Repairs
36/886 | 30358/2 | 10 MOWCROFT ROAD | Routine Repairs
36/887 | 5177/2 | 24 KERRY ROAD | Disrepair
36/889 | 33759/1 | 4 Horsepool Road, Withywood | Routine Repairs
36/890 | 33771/1 | 55 HARECLIVE ROAD | Routine Repairs
36/891 | 33766/1 | 23 Hersey Gardens, Withywood | Routine Repairs
36/892 | 33810/1 | 129 FOUR ACRES | Routine Repairs
36/894 | 4719/2 | 23 Humberstan Walk | Disrepair
36/895 | 30377/1 | 14 PAWLETT ROAD | Disrepair
36/896 | 29023/1 | 83 TRANMERE AVENUE | Disrepair
36/897 | 29125/1 | 106a Cotham Brow | Disrepair
36/898 | 29144/1 | Home Mead, 26 Creswicke Road | Disrepair
36/899 | 29196/1 | 638 Long Cross | Disrepair
36/900 | 30018/1 | 15 ROPEWALK HOUSE | Disrepair
36/901 | 29993/2 | 39 MANCROFT AVENUE | Disrepair
36/902 | 30060/1 | 192 BROADLANDS DRIVE | Disrepair
36/903 | 4829/2 | 37 DARTMOOR STREET | Disrepair
36/904 | 30727/1 | 23 STANDON WAY | Disrepair
36/905 | 30697/1 | 146 OKEBOURNE ROAD | Disrepair
36/906 | 31567/1 | 10 TAVISTOCK WALK | Disrepair
36/907 | 31414/1 | Millmead House, 1 Silcox Road | Disrepair
36/909 | 33298/1 | 27 Shepton Walk | Disrepair
36/910 | 33304/1 | 20 ASHMEAD HOUSE | Disrepair
36/911 | 33358/1 | 11 Lansdowne Court | Disrepair
36/916 | 35667/1 | 5 Redford Crescent, Withywood | Routine Repairs
36/917 | 35678/1 | 20 Felton Grove, Bedminster Down | Routine Repairs
36/918 | 35651/1 | 20 Borleyton Walk, Withywood | Routine Repairs
36/919 | 35641/1 | 77 Hazelbury Road, Knowle | Routine Repairs
36/920 | 35649/1 | 27 Pigott Avenue, Withywood | Routine Repairs
36/921 | 35206/1 | 121 Newquay Road, Knowle | Routine Repairs
36/922 | 35403/1 | 30 Lanercost Road, Southmead | Routine Repairs
36/924 | 34946/1 | 119 KENMARE ROAD | Routine Repairs
36/926 | 1208364 | 72 Pawlett Road, Hartcliffe, Bristol | Routine Repairs
36/927 | 36534/1 | 31 Maynard Close | Routine Repairs
36/928 | 36457/3 | 25 BURGHILL ROAD | Routine Repairs
36/929 | 36693/1 | 100 Risdale Road | Routine Repairs
36/930 | 36435/3 | 29 DRAGONSWELL ROAD | Routine Repairs
36/931 | 36709/3 | 16 Sanders Close, Ashton Vale | Routine Repairs
36/934 | 36929/3 | 10 Marsh Street, Avonmouth | Routine Repairs
36/936 | 37004/1 | 4 Randolph Avenue, Hartcliffe | Routine Repairs
36/937 | 36978/3 | 11 Redshelf Walk, Brentry | Routine Repairs
36/943 | 38335/3 | 11 Coleshill Drive, Hartcliffe | Routine Repairs
36/944 | MEETING | 101 PETHERTON ROAD | Routine Repairs
36/951 | 38445/2 | 8 St Peters Way, Horfield | Routine Repairs
36/958 | 16790/2 | LOT1 - 38 St Bernards Road, Shirehampton | Routine Repairs
36/959 | 34469/1 | 53 TORMARTON CRESCENT | Disrepair
36/960 | 34475/1 | 96 Capgrave Crescent | Disrepair
36/961 | 39024/1 | 14 WOODMEAD GARDENS | Routine Repairs
36/962 | 38971/1 | 129 Ilminster Avenue | Routine Repairs
36/963 | 39337/1 | 62 Gay Elms Road, Withywood | Routine Repairs
36/966 | 39656/1 | 281 Bishport Avenue, Hartcliffe | Routine Repairs
36/967 | 39721/1 | 47 Englishcombe Road, Hartcliffe | Routine Repairs
36/969 | 32813/2 | 14 Eastcote Park, Whitchurch | Routine Repairs
36/971 | 39947/1 | 16 Martock Crescent, Bedminster | Routine Repairs
36/972 | 40101/3 | 2 Richmond Terrace, Avonmouth | Routine Repairs
36/978 | 40560/1 | 2 Clift Road, Ashton Gate, | Routine Repairs
36/982 | 40478/1 | 42 Eldon Terrace, Windmill Hill | Routine Repairs
36/983 | 40750/1 | 41 Grove Park Road, Brislington | Routine Repairs
36/984 | 3697/2 | 5 Englishcombe Road | Disrepair
36/986 | 34878/1 | 89, FLAT 10 ASHLEY ROAD | Disrepair
36/987 | 35564/1 | 21 BOURNE ROAD | Disrepair
36/988 | 29022/1 | 16 Westleigh Road | Disrepair
36/989 | 29849/1 | 55 HENACRE ROAD | Disrepair
36/990 | 36321/1 | 92 TWINNELL HOUSE | Disrepair
36/991 | 36744/1 | 85 Whitmore Avenue | Disrepair
36/992 | 37119/1 | 16 MURFORD WALK | Disrepair
36/993 | 27925/2 | 100 Carolina House | Disrepair
36/994 | 37298/1 | 27 Whiting Road, Withywood | Disrepair
36/996 | 37917/1 | 39 SPENCER HOUSE | Disrepair
36/997 | 38011/1 | 35 FABER GROVE | Disrepair
36/998 | 38381/1 | 9 The Brambles Grinfield Avenue | Disrepair
36/999 | 41571/1 | 37 SHOWERING ROAD | Routine Repairs
36/1000 | 41504/1 | 97 ILMINSTER AVENUE | Routine Repairs
36/1001 | 10825/2 | 108 STILLINGFLEET ROAD | Routine Repairs
36/1002 | 41904/1 | 5 Hartgill Close, Hartcliffe | Routine Repairs
36/1003 | 33980/2 | 215 FOUR ACRES | Routine Repairs
36/1004 | 11705/2 | 44 HARTGILL CLOSE | Routine Repairs
36/1005 | 42373/1 | 35 Tavistock Road | Routine Repairs
36/1006 | 42396/1 | 34 St Johns Crescent | Routine Repairs
36/1007 | 12157/2 | 92 LITTLECROSS HOUSE | Routine Repairs
36/1009 | 12541/2 | 384 BishportAvenue | Routine Repairs
36/1010 | 13134/2 | 4 BLAGROVE CRESCENT | Routine Repairs
36/1011 | 42551/1 | 8 SHORTWOOD ROAD | Routine Repairs
36/1012 | 42542/1 | 138 Newland Road, Withywood | Routine Repairs
36/1013 | 9448/2 | 2 LOMBARD STREET | Routine Repairs
36/1014 | 43366/1 | 40 HONEY GARSTON ROAD | Routine Repairs
36/1015 | 36688/1 | 826 Bishport Avenue | Routine Repairs
36/1016 | 44148/1 | 60 WROUGHTON DRIVE | Routine Repairs
36/1018 | 44174/1 | 85 FOUR ACRES | Routine Repairs
36/1019 | 44187/1 | 56 Tewther Road, Hartcliffe, Bristol | Routine Repairs
36/1021 | 44179/1 | 4 LULSGATE ROAD | Routine Repairs
36/1022 | 44182/1 | 68 PAWLETT ROAD | Routine Repairs
36/1023 | 44193/1 | 258 STURMINSTER ROAD | Routine Repairs
36/1024 | TBC | BK 14 MILES ROAD | Routine Repairs
36/1025 | 44155/1 | 42 DURWESTON WALK | Routine Repairs
36/1026 | 44450/1 | 12 COLESHILL DRIVE | Routine Repairs
36/1027 | 44451/1 | 9 Barbour Gardens | Routine Repairs
36/1029 | 34769/2 | 43 Harewood Road | Routine Repairs
36/1030 | 38606/1 | 174 BROADLANDS DRIVE | Disrepair
36/1031 | 38624/1 | 29 LONG CROSS | Disrepair
36/1032 | 38825/1 | 62 BARTON HOUSE | Disrepair
36/1033 | 38722/1 | 8 CHALLENDER AVENUE | Disrepair
36/1034 | 38832/1 | Roegate House, 61 Whitefield Avenue | Disrepair
36/1035 | 38851/1 | 19 POUNTNEY DRIVE | Disrepair
36/1036 | 38865/1 | 40 STANTON ROAD | Disrepair
36/1037 | 38867/1 | 21 CLAPTON WALK | Disrepair
36/1038 | 38923/1 | 93 GORSE HILL | Disrepair
36/1039 | 39230/1 | 51 CLAVERHAM ROAD | Disrepair
36/1040 | 43926/1 | 28B BRUNEL ROAD | Disrepair
36/1041 | 41375/1 | 61 WALKER CLOSE | Disrepair
36/1042 | 40770/1 | 48 GREENDITCH AVENUE | Disrepair
36/1043 | 39214/1 | 24 Bangrove Walk | Disrepair
36/1044 | 39385/1 | 91 TRYM SIDE | Disrepair
36/1045 | 39515/1 | 73 Torrington Avenue | Disrepair
36/1046 | 39505/1 | 71 Ilminster Avenue | Disrepair
36/1047 | 40330/1 | 43 Chatterton House, Ship Lane | Disrepair
36/1048 | 40673/1 | 30 Home Mead, Creswicke Road | Disrepair
36/1049 | 44775/1 | 14, FIRST FLOOR FLAT MILES ROAD | Routine Repairs
36/1050 | 62713/1 | 2 ROBINSON DRIVE | Routine Repairs
36/1051 | 44984/1 | 2 REDWOOD HOUSE | Routine Repairs
36/1052 | 44995/1 | 357 Bishport Avenue | Routine Repairs
36/1053 | 44988/1 | 9 Wymbush Crescent | Routine Repairs
36/1054 | 32908/1 | 75 TORRINGTON AVENUE | Disrepair
36/1055 | 45181/3 | 77 Murford Avenue, Hartcliffe | Routine Repairs
36/1056 | 45287/1 | 3 FOUR ACRES CLOSE | Disrepair
36/1057 | 45204/1 | 542 Hareclive Road, Hartcliffe, Bristol BS13 0LX | Disrepair
36/1059 | 9603/2 | 29 COLESHILL DRIVE | Routine Repairs
36/1060 | 46615/1 | 2 Buttercup Walk | Routine Repairs
36/1061 | 8502/2 | 1 HIGHRIDGE CRESCENT | Routine Repairs
36/1062 | 46959/1 | 5 CONDER HOUSE | Disrepair
36/1063 | 47079/1 | 3 CHESTNUT HOUSE | Routine Repairs
36/1064 | 8992/1 | 1 Gay Elms Road | Disrepair
36/1065 | 40015/2 | 18 WAINBROOK DRIVE | Disrepair
36/1066 | 34956/2 | 15 WHITTOCK SQUARE | Disrepair
36/1067 | 47242/1 | 41 Hollisters Drive | Disrepair
36/1068 | 38801/2 | 108 Capgrave Crescent | Disrepair
36/1071 | 48073/3 | 18 STILLINGFLEET ROAD | Routine Repairs
36/1073 | 49726/1 | 11 Molesworth Close | Disrepair
36/1074 | 48789/1 | 10 Aldwick Avenue | Routine Repairs
36/1075 | 48813/1 | 5 Wraxall Grove | Routine Repairs
36/1077 | 16747/2 | 7 HARECLIVE ROAD | Routine Repairs
36/1078 | 45318/3 | 17 THOMSON ROAD | Disrepair
36/1079 | 17121/2 | 10 Blagrove Close | Routine Repairs
36/1080 | 52117/1 | 138 Newland Road, Withywood | Routine Repairs
36/1081 | 53012/1 | 2 Upjohn Crescent | Routine Repairs
36/1082 | 53058/1 | 20 COWLING ROAD | Routine Repairs
36/1083 | 53314/1 | 36 FULFORD ROAD | Routine Repairs
36/1084 | 53274/1 | 62 Gay Elms Road, Withywood | Routine Repairs
36/1085 | 53260/1 | 26 Four Acres Close | Routine Repairs
36/1086 | 53270/1 | 2 HONEY GARSTON CLOSE | Routine Repairs
36/1087 | 46466/1 | 46 MURFORD AVENUE | Disrepair
36/1088 | 53627/1 | 59 Avonleigh Road, Bedminster | Routine Repairs
36/1091 | 18867/2 | 39 ACRESBUSH CLOSE | Routine Repairs
36/1094 | 54414/1 | 3 Teal Close | Disrepair
36/1097 | 54374/2 | 48 BLAGROVE CRESCENT | Routine Repairs
36/1098 | 55021/3 | 502 BISHPORT AVENUE | Routine Repairs
36/1099 | 55039/3 | 31 MILLGROUND ROAD | Routine Repairs
36/1100 | 15413/2 | 40 STILLINGFLEET ROAD | Routine Repairs
36/1102 | 56877/1 | 9 Maynard Road | Routine Repairs
36/1103 | 57149/1 | 140 Wootton Road | Routine Repairs
36/1105 | 47517/2 | 41 MILLMEAD HOUSE | Routine Repairs
36/1106 | 57726/1 | 25 MAYNARD CLOSE | Routine Repairs
36/1108 | 1304/1 | 4 Lyveden Gardens | Routine Repairs
36/1109 | 16768/2 | 1 BRANCHE GROVE | Routine Repairs
36/1110 | 58447/1 | 77 Hazelbury Road, Knowle | Routine Repairs
36/1111 | 58477/1 | 47 Innox Gardens | Routine Repairs
36/1112 | 58501/1 | 53 Maidenhead Road, Hartcliffe | Routine Repairs
36/1113 | 58870/1 | Millmead House, 1 Silcox Road | Disrepair
36/1114 | 58831/1 | 198 Four Acres | Routine Repairs
36/1115 | 59127/1 | 26 MOWCROFT ROAD | Routine Repairs
36/1116 | 18017/2 | 38 HUNTINGHAM ROAD | Routine Repairs
36/1117 | 59378/3 | 34 Four Acres Close, Withywood | Routine Repairs
36/1118 | 59463/1 | 30 GRANVILLE STREET | Routine Repairs
36/1120 | 34228/1 | 45 BARTON HOUSE | Disrepair
36/1121 | 1218862 | 12 WELLINGTON TERRACE | Disrepair
36/1122 | 60283/1 | 6 LOMBARD STREET | Routine Repairs
36/1123 | 60316/1 | 19 REDWOOD HOUSE | Routine Repairs
36/1124 | 60323/1 | 14 Holbrook Crescent, Hartcliffe, Bristol BS13 0EU | Routine Repairs
36/1126 | 61109/1 | 91 NEWLAND ROAD | Routine Repairs
36/1127 | 61262/1 | 51 Church Lane, Bedminster | Routine Repairs
36/1128 | 61545/3 | 73 FAIR FURLONG | Urgent Repair
36/1129 | 60035/1 | 430 Bishport Avenue | Routine Repairs
36/1130 | 62151/1 | 14 WOODMEAD GARDENS | Routine Repairs
36/1131 | 62114/1 | 29 Broadbury Road | Disrepair
36/1132 | 58481/1 | 96 CUTLER ROAD | Disrepair
36/1133 | 58805/2 | 21 HOME MEAD | Disrepair
36/1134 | 61033/1 | 36 COBHORN DRIVE | Disrepair
36/1135 | 60332/2 | 158 RICHMOND ROAD | Disrepair
36/1136 | 6896/2 | 14 LANGFORD ROAD | Routine Repairs
36/1137 | 56406/2 | 46 Maynard Road | Routine Repairs
36/1138 | 27081/2 | 29 HONEY GARSTON ROAD | Routine Repairs
36/1139 | 61317/1 | 160 Airport Road | Disrepair
36/1140 | 61312/1 | 72 CHELSEA ROAD | Disrepair
36/1141 | 61472/2 | 47 HARECLIVE ROAD | Disrepair
36/1142 | 61551/1 | 28 COPLEY GARDENS | Disrepair
36/1143 | 61636/1 | 121 LANSDOWNE COURT | Disrepair
36/1144 | 62907/1 | 176 Greystoke Avenue | Disrepair
36/1145 | 63374/1 | 54 ILMINSTER AVENUE | Disrepair
36/1146 | 63591/1 | 90 Willinton Road | Disrepair
36/1147 | TBC | 4 MOOR GROVE | Disrepair
36/1148 | 10162/4 | 53 Maidenhead Road, Hartcliffe | Routine Repairs
36/1149 | 22688/2 | 22 OAK HOUSE | Routine Repairs
36/1150 | 63782/1 | 142 Luckwell Road | Routine Repairs
36/1151 | 14985/2 | 34 Derham Road | Routine Repairs
36/1152 | 58835/2 | 124 Gatcombe Road | Routine Repairs
36/1153 | 64479/1 | 215 FOUR ACRES | Routine Repairs
36/1154 | 64529/1 | 3 TYNTESFIELD ROAD | Routine Repairs
36/1155 | 64574/1 | 37 MAYNARD ROAD | Routine Repairs
36/1157 | 48205/2 | 50 Wrington Crescent | Routine Repairs
36/1158 | 64666/1 | 15 FAIRFIELD PLACE | Routine Repairs
36/1159 | 62433/2 | 17 MACEYS ROAD | Routine Repairs
36/1160 | 65737/1 | 80 SILBURY ROAD | Routine Repairs
36/1161 | 65774/1 | 17 MACEYS ROAD | Routine Repairs
36/1162 | 65806/3 | 67 MOWCROFT ROAD | Routine Repairs
36/1163 | 65830/3 | 40 TYNTESFIELD ROAD | Routine Repairs
36/1164 | 65788/1 | 53 RISDALE ROAD | Routine Repairs
36/1165 | 67952/1 | 5 TURTLEGATE WALK | Routine Repairs
36/1167 | 63253/1 | 60 Sherrin Way | Disrepair
36/1168 | 3719/2 | 84 FREMANTLE HOUSE | Disrepair
36/1169 | 4654/2 | 64 Vincent Close | Disrepair
36/1171 | 64151/1 | 3 PURCELL WALK | Disrepair
36/1172 | 63225/1 | 240 ST JOHNS LANE | Disrepair
36/1173 | 68852/1 | 14 DELIUS GROVE | Disrepair
36/1174 | 69097/1 | 24 Warden Road | Disrepair
36/1175 | 69288/1 | 19 MOW BARTON | Disrepair
36/1176 | 69496/1 | 4 CLONMEL ROAD | Disrepair
36/1179 | 69136/3 | 12 TURTLEGATE AVENUE | Routine Repairs
36/1180 | 69267/2 | 58 Ashton Rise | Routine Repairs
36/1181 | 65004/2 | 72 Birch Road, Southville, Bristol BS3 1PF | Routine Repairs
36/1183 | 63719/2 | 55 SHERRIN WAY | Routine Repairs
36/1184 | 29066/2 | 213 GATEHOUSE AVENUE | Routine Repairs
36/1185 | 34655/2 | 13 ELVARD ROAD | Routine Repairs
36/1186 | 60921/2 | 2 MORPETH ROAD | Routine Repairs
36/1188 | 70043/1 | 63 CROYDON STREET | Routine Repairs
36/1189 | 6011/2 | 58 Showering Road, Stockwood, Bristol BS14 8DN | Routine Repairs
36/1190 | 38618/2 | 7 LUCKLEY AVENUE | Routine Repairs
36/1192 | 61846/2 | 20 Hills Barton | Routine Repairs
36/1193 | 71960/3 | 85 Dangerfield Avenue | Routine Repairs
36/1194 | 72398/1 | 14 Billand Close, Withywood | Routine Repairs
36/1196 | 69916/1 | 6 LAMBERT PLACE | Routine Repairs
36/1198 | 35087/4 | 15 HOLLIDGE GARDENS | Routine Repairs
36/1199 | 75911/1 | 88 Four Acres | Routine Repairs
36/1200 | 58367/2 | 13 LITTLECROSS HOUSE | Routine Repairs
36/1202 | 43025/2 | 44 MIDDLEFORD HOUSE | Routine Repairs
36/1203 | 70046/2 | 23 Hersey Gardens, Withywood | Routine Repairs
36/1204 | 70565/2 | 22 SAMPSONS ROAD | Routine Repairs
36/1205 | 76745/1 | 40 Maynard Close | Routine Repairs
36/1206 | 58393/1 | 164 ROMNEY AVENUE | Disrepair
36/1207 | 42065/2 | 48 LANDSEER AVENUE | Disrepair
36/1208 | 70931/1 | 12 POYNTZ ROAD | Disrepair
36/1209 | 71309/1 | 38 MILLMEAD HOUSE | Disrepair
36/1210 | 71310/1 | 23 HOLROYD HOUSE | Disrepair
36/1211 | 71356/1 | 30 DOWNTON ROAD | Disrepair
36/1212 | 71807/1 | 32 Sampsons Road, Hartcliffe | Disrepair
36/1213 | 71961/1 | 72 Dunkerry Road | Disrepair
36/1214 | 73519/1 | 1 Failand Crescent (KS1985) | Disrepair
36/1215 | 74058/1 | 61 Redwood House | Disrepair
36/1216 | 74589/1 | 28 LEWIN STREET | Disrepair
36/1219 | 77088/1 | 56 Tewther Road, Hartcliffe, Bristol | Routine Repairs
36/1221 | 1138851 | 37 DANCEY MEAD | Routine Repairs
36/1222 | 81242/3 | 19 Lanercost Road | Routine Repairs
36/1223 | 81266/2 | 45 Wrought Drive | Routine Repairs
36/1224 | 74490/1 | 17 FABER GROVE | Disrepair
36/1225 | 74551/1 | 35 INNOX GARDENS | Disrepair
36/1226 | 75900/1 | 8 Crosscombe Drive | Disrepair
36/1227 | 76659/1 | 41 MONTREAL AVENUE | Disrepair
36/1228 | 53830/2 | 25 Burnell Drive, St Pauls | Disrepair
36/1229 | 76933/1 | 17 MILLPOOL COURT | Disrepair
36/1230 | 77090/1 | 42 Grinfield Avenue | Disrepair
36/1231 | 78657/1 | 248 BROADLANDS DRIVE | Disrepair
36/1232 | 78802/1 | 7 Arthurswood Road | Disrepair
36/1233 | 79441/1 | 29 HOME GROUND | Disrepair
36/1234 | 63929/1 | 60 Stillingfleet Road | Disrepair
36/1235 | 81716/3 | 1 Herridge Road, Hartcliffe | Routine Repairs
36/1236 | 81677/3 | 386 Bishport Avenue, Hartcliffe | Routine Repairs
36/1237 | 81481/1 | 26 Maynard Close, Hartcliffe | Routine Repairs
36/1238 | 79765/1 | 5 KEBLE AVENUE | Disrepair
36/1239 | 81386/1 | 26 Maynard Close, Hartcliffe | Routine Repairs
36/1240 | 81319/3 | 15 Woodmead Gardens, Hartcliffe | Routine Repairs
36/1242 | 42565/2 | 15 Cornleaze, Withywood | Routine Repairs
36/1243 | 79292/1 | 41 Coleshill Drive, Hartcliffe | Routine Repairs
36/1244 | 35188/2 | 10 Buttercup Walk, Ashton Vale | Routine Repairs
36/1245 | 79714/1 | 1 Dyers Close, Hartcliffe | Routine Repairs
36/1246 | 64289/2 | 45 Spartley Drive, Highridge | Routine Repairs
36/1248 | 79995/1 | 557 Hareclive Road, Hartcliffe | Routine Repairs
36/1249 | 15824/2 | 53 Redwood House, Bishport Avenue | Routine Repairs
36/1250 | 52077/2 | 4 Henacre Road lawrnce weston | Routine Repairs
36/1251 | 81980/1 | 13A WYNDHAM CRESCENT | Disrepair
36/1253 | 74294/1 | 90 Willinton Road | Disrepair
36/1254 | 81613/1 | 74 Willinton Road | Disrepair
36/1255 | 81809/1 | 67 GROSVENOR ROAD | Disrepair
36/1256 | 81814/1 | 67 GROSVENOR ROAD | Disrepair
36/1257 | 81819/1 | 67 GROSVENOR ROAD | Disrepair
36/1258 | 81835/1 | 35 Gatehouse Close | Disrepair
36/1259 | 81885/1 | 174 ST JOHNS LANE | Disrepair
36/1260 |  | 25 Cossington Road | Urgent Repair
36/1261 | 24570/1 | 61 Sherrin Way | Routine Repairs
36/1262 | 39290/1 | 18 ST JOHNS LANE | Disrepair
36/1263 | 82127/2 | 183 Four Acres, Withywood | Routine Repairs
36/1264 | 85153/1 | 81 Newland Road, Withywood | Routine Repairs
36/1266 | 85150/1 | 16 Lynton Road, Bedminster | Routine Repairs
36/1267 | 85148/1 | 9 Billand Close, Withywood | Routine Repairs
36/1268 | 23868/1 | 19 Ripon Road, St Annes | Routine Repairs
36/1270 | 84531/1 | 16 Martock Crescent, Bedminster | Routine Repairs
36/1271 | 84362/1 | 10 Rowan House, Bishport Avenue | Routine Repairs
36/1272 | 83660/3 | 142 Long Cross, Lawrence Weston | Routine Repairs
36/1273 | 82071/1 | 7 Hartgill Close, Hartcliffe | Routine Repairs
36/1274 | 82604/1 | 24 Mellent Avenue, Hartcliffe | Routine Repairs
36/1275 | 81868/1 | 174 ST JOHNS LANE | Disrepair
36/1276 | 81899/1 | 174 ST JOHNS LANE | Disrepair
36/1277 | 82059/1 | 326 Bishport Avenue, Hartcliffe | Disrepair
36/1278 | 82120/1 | 121 LANSDOWNE COURT | Disrepair
36/1279 | 82848/1 | 34 Tyndall House Great Ann Street | Disrepair
36/1281 | 78797/1 | 43 Hareclive Road | Disrepair
36/1282 | 83504/1 | 7 Alard Road | Disrepair
36/1283 | 83392/1 | 24 Faber Grove | Disrepair
36/1284 | 84934/1 | 4 Rusham Sherrin Way | Disrepair
36/1285 | 86409/1 | 11 Borver Grove | Routine Repairs
36/1286 | 84946/1 | 90 Willinton Road | Disrepair
36/1287 | 50243/2 | 4 Aldwick Avenue, Hartcliffe | Routine Repairs
36/1288 | 80463/2 | 62 Aldwick Avenue, Hartcliffe | Routine Repairs
36/1289 | 70215/2 | 125 Barrow Road, Barton Hill | Routine Repairs
36/1290 | 79027/2 | 2-47 Gilton House, Glenarm Walk | Routine Repairs
36/1293 | 89315/1 | 1-62 Millmead House, | Routine Repairs
36/1294 | 87412/1 | 90 EASTWOOD CRESCENT | Disrepair
36/1295 | 89221/1 | 70 Barnstaple Road | Disrepair
36/1296 | 47071/4 | 3 LANGTON HOUSE | Disrepair
36/1297 | 40520/2 | 37 Gay Elms Road, Withywood | Routine Repairs
36/1298 | 50243/3 | 4 Aldwick Avenue, Hartcliffe | Routine Repairs
36/1300 | 41343/2 | 52 Redwood House, | Routine Repairs
36/1301 | 81035/2 | 12 Chelvey Close, Hartcliffe | Routine Repairs
36/1302 | 83580/2 | 87 Chalcroft House, Lower Sidney Street | Routine Repairs
36/1303 | 76772/2 | 8 Felton Grove, Bedminster Down | Routine Repairs
36/1304 | 90676/1 | 1 Gorham Close | Routine Repairs
36/1305 | 53053/2 | 120 Stillingfleet Road | Routine Repairs
36/1306 | 36678/2 | 2 Cornleaze | Routine Repairs
36/1307 | 61595/2 | 55 Elmtree Drive | Routine Repairs
36/1308 | 63699/2 | 3 HENBURY COURT | Disrepair
36/1309 | 83207/2 | 2 Blagrove Close | Routine Repairs
36/1310 | 59832/2 | 121 Lansdowne Court | Routine Repairs
36/1311 | 29535/1 | 29-35A Derham Road | Routine Repairs
36/1312 | 71497/2 | 17 Berchel House | Routine Repairs
36/1313 | 92739/1 | 33 Maynard Road | Routine Repairs
36/1314 | 72999/2 | 39 Borleyton Walk, | Routine Repairs
36/1315 | 79144/2 | Gilton House Garage Site | Routine Repairs
36/1316 | 89296/1 | 145 EASTWOOD ROAD | Disrepair
36/1317 | 90703/1 | 19 HOLROYD HOUSE | Disrepair
36/1318 | 91761/1 | 10 TAVISTOCK WALK | Disrepair
36/1319 | 81339/2 | 18 Maynard Close | Routine Repairs
36/1320 | 91841/1 | 176 Greystoke Avenue | Disrepair
36/1322 | 92149/1 | 1-10 Berrycroft, Catherine Mead Street | Routine Repairs
36/1324 | 92296/1 | 22 Commonfield Road, Lawrence Weston | Routine Repairs
36/1326 | 64468/2 | 36 Englishcombe Road, Hartcliffe | Routine Repairs
36/1327 | 63837/2 | 187 Four Acres, Withywood | Routine Repairs
36/1328 | 92694/1 | 11 Briscoes Avenue, Hartcliffe | Routine Repairs
36/1329 | 59411/2 | 71b Salcombe Road, Knowle | Routine Repairs
36/1330 | 58616/2 | 39 Creswicke Road, Knowle | Routine Repairs
36/1331 | 87514/2 | 62 Aldwick Avenue, Hartcliffe | Routine Repairs
36/1332 | 78674/2 | 16 Fulford Walk, Hartcliffe | Routine Repairs
36/1333 | 12345678910 |  | Disrepair
36/1334 | 47331/2 | 30 Latchmoor House, Banwell Close | Routine Repairs
36/1339 | 93675/1 | 2-33 Chard Court, Fortfield Road | Routine Repairs
36/1340 | 71383/2 | 663 Bishport Avenue, Withywood | Routine Repairs
36/1341 | 93183/1 | 24, FIRST FLOOR FLAT WEST MALL | Disrepair
36/1342 | 93362/1 | 9 BERRYCROFT | Disrepair
36/1343 | 93427/1 | 85 Hungerford Road | Disrepair
36/1344 | 93846/1 | 1 Hamilton Road | Disrepair
36/1345 | 93864/1 | 1 Hamilton Road | Disrepair
36/1346 | 93957/1 | 2 DURWESTON WALK | Disrepair
36/1347 | 58180/1 | 42 Eldon Terrace, Windmill Hill | Routine Repairs
36/1348 | 80828/1 | 51 Hareclive Road | Routine Repairs
36/1349 | 64260/2 | 4 Hastings Road, Bedminster, | Routine Repairs
36/1350 | 76840/1 | 7 Cowling Drive, Stockwood | Routine Repairs
36/1351 | 93930/2 | Little Cross House Garage 3, Phipps Street, Southville | Routine Repairs
36/1352 | 62738/2 | 75 Collinson Road | Routine Repairs
36/1353 | 82807/2 | 63 Gatcombe Road | Routine Repairs
36/1354 | 73455/2 | 40 Maynard Road | Routine Repairs
36/1357 | 47044/2 | 89 REDFORD CRESCENT | Routine Repairs
36/1358 | 96909/1 | 142 Luckwell Road | Routine Repairs
36/1359 | 94850/1 | 28 LEWIN STREET | Disrepair
36/1360 | 95672/1 | 52 St Peters House | Disrepair
36/1361 | 96226/1 | 6 Hurst Road | Disrepair
36/1362 | 97885/1 | 37 COTSWOLD ROAD | Disrepair
36/1363 | 92280/1 | 43 Harewood Road | Disrepair
36/1364 | 97924/1 | 21 Lansdowne Court | Disrepair
36/1366 | 96268/1 | 2 Acresbush Close, Withywood | Routine Repairs
36/1367 | 96575/1 | 2 Acresbush Close, Withywood | Routine Repairs
36/1368 | 95466/1 | 21 Pavey Road, Hartcliffe | Routine Repairs
36/1369 | 46478/2 | 23 Turtlegate Avenue, Withywood | Routine Repairs
36/1370 | 97230/1 | 27 Sidmouth Road, Bedminster | Routine Repairs
36/1371 | 87948/2 | Greenway Bush Lane Site, Greenway Bush Lane | Routine Repairs
36/1372 | 82255/2 | 1-64 Chestnut House, Bishport Avenue, Hartcliffe | Routine Repairs
36/1373 | 97911/1 | 25 Mellent Avenue, Hartcliffe | Routine Repairs
36/1374 | 96904/2 | 138 Newland Road, Withywood | Routine Repairs
36/1375 | 59752/2 | 12 Gatehouse Avenue | Routine Repairs
36/1376 | 97921/3 | 4 Edington Grove, Henbury, | Routine Repairs
36/1377 | 96603/2 | 5 Brunel Road, Bedminster Down | Routine Repairs
36/1378 | 76796/1 | 36 Cossington Road | Routine Repairs
36/1379 | 7254/1 | 14 Hayleigh House, Silcox Road | Routine Repairs
36/1380 | 98472/1 | 28A KNOWLE ROAD | Disrepair
36/1381 | 98547/1 | 223 Coronation Road, Southville | Routine Repairs
36/1382 | 98642/1 | 82 WARING HOUSE | Disrepair
36/1383 | 98769/1 | 15 WHITSON HOUSE | Disrepair
36/1384 | 98660/1 | 41 Torrington Avenue, Knowle | Routine Repairs
36/1386 | 98689/1 | 77 Murford Avenue, Hartcliffe | Routine Repairs
36/1387 | 98699/3 | 56 Barnstaple Road, Knowle | Routine Repairs
36/1388 | 85301/2 | 234 Ilchester Crescent, Bedminster Down | Routine Repairs
36/1389 | 64925/2 | Flat 2, 1 Risdale Road, Ashton Vale | Routine Repairs
36/1390 | 74158/2 | 18 Malago Road, Bedminster | Routine Repairs
36/1391 | 59378/4 | 34 Four Acres Close, Withywood | Routine Repairs
36/1393 | 70105/2 | 56 Sherrin Way, Withywood, | Routine Repairs
36/1394 | 75475/1 | 2 Woodmead Gardens | Routine Repairs
36/1396 | 64293/4 | fakestreet | Routine Repairs
36/1402 | 102245/1 | 36 Cossington Road | Routine Repairs
36/1403 | 102227/1 | 17 FOUR ACRES CLOSE | Routine Repairs
36/1406 | 99794/1 | 11 Lansdowne Court | Disrepair
36/1407 | 99847/1 | 68 HENACRE ROAD | Disrepair
36/1409 | 102260/1 | 1 Chelvey Close | Routine Repairs
36/1412 | 54190/2 | 396 BISHPORT AVENUE | Routine Repairs
36/1418 | 68975/2 | 18 GATEHOUSE CLOSE | Routine Repairs
36/1419 | 69352/2 | 13 Chalcroft House | Routine Repairs
36/1424 | 84568/2 | 4 Bellamy Avenue | Routine Repairs
36/1426 | 90073/2 | 61 Rowan House | Routine Repairs
36/1430 | 100551/1 | 77 Murford Avenue, Hartcliffe | Routine Repairs
36/1431 | 100563/1 | 77 Murford Avenue, Hartcliffe | Routine Repairs
36/1432 | 100812/1 | 4 MOW BARTON | Routine Repairs
36/1433 | 100877/1 | 23 BRISCOES AVENUE | Routine Repairs
36/1434 | 100909/1 | 47 MAYNARD ROAD | Routine Repairs
36/1437 | 102496/2 | 95 Coronation Road | Routine Repairs
36/1438 | 95945/1 | 19 Manston Close | Routine Repairs
36/1439 | 71393/2 | 19 HILLS BARTON | Routine Repairs
36/1440 | 71422/2 | 44 GREENDITCH AVENUE | Routine Repairs
36/1441 | 72099/2 | 60 BISHPORT AVENUE | Routine Repairs
36/1442 | 72741/2 | 2 Chestnut House | Routine Repairs
36/1443 | 101990/1 | 7 HERSEY GARDENS | Routine Repairs
36/1444 | 74219/2 | 15 MURFORD WALK | Routine Repairs
36/1445 | 74150/2 | 17 Warden Road | Routine Repairs
36/1446 | 98050/2 | 19 ELMDALE ROAD | Routine Repairs
36/1447 | 104543/1 | 41 Torrington Avenue, Knowle | Routine Repairs
36/1448 | 100263/1 | 148 NEWQUAY ROAD | Disrepair
36/1449 | 100019/1 | 67 GROSVENOR ROAD | Disrepair
36/1450 | 101095/1 | 16 WHITSON HOUSE | Disrepair
36/1451 | 100636/1 | 24 DORCHESTER ROAD | Disrepair
36/1452 | 102216/1 | 106a Cotham Brow | Disrepair
36/1453 | 103696/1 | 24 ARMADA HOUSE | Disrepair
36/1454 | 105263/1 | 12 TURTLEGATE AVENUE | Routine Repairs
36/1455 | 104455/1 | 147 RODBOURNE ROAD | Disrepair
36/1456 | 105847/1 | 8 Campian Walk, Inns Court | Routine Repairs
36/1457 | 105859/1 | 12 Huntingham Road, Withywood | Routine Repairs
36/1458 | 105867/1 | 1 Gatehouse Way, Withywood | Routine Repairs
36/1459 | 105824/1 | 2 Millmead House, Silcox Road, Hartcliffe | Routine Repairs
36/1460 | 106540/1 | 3 Highmead Gardens | Routine Repairs
36/1461 | 105842/1 | 5 Hartgill Close, Hartcliffe | Routine Repairs
36/1462 | 105830/1 | 7 Lasbury Grove, Hartcliffe | Routine Repairs
36/1463 | 105809/1 | 49 Southbow House, Duckmoor Road | Routine Repairs
36/1482 | 105427/1 | Second Floor Flat, 14 Miles Road | Routine Repairs
36/1483 | 106548/1 | 79 Somerdale Avenue | Routine Repairs
36/1484 | 5599/1 | 139 Ilchester Crescent | Routine Repairs
36/1490 | 109370/1 | 701 Bishport Avenue | Routine Repairs
36/1491 | 109373/1 | 81 REDFORD CRESCENT | Routine Repairs
36/1496 | 106836/1 | 53 Coleshill Drive, Hartcliffe, Bristol | Routine Repairs
36/1497 | 108832/1 | 49a Station Road | Routine Repairs
36/1498 | 102266/1 | 4 Crosscombe Drive | Routine Repairs
36/1508 | 105224/1 | Holroyd House, 1 Somerset Terrace | Disrepair
36/1509 | 106375/1 | 93 HASSELL DRIVE | Disrepair
36/1510 | 106653/1 | 18 CHATTERTON HOUSE | Disrepair
36/1511 | 107205/1 | 41 Charfield Road | Disrepair
36/1514 | 108654/1 | 89, FLAT 10 ASHLEY ROAD | Disrepair
36/1515 | 109180/1 | 16b Argyle Road | Disrepair - Tomlin
36/1520 | 109175/1 | 50 CHELSEA ROAD | Disrepair
36/1521 | 109390/1 | 15 ROPEWALK HOUSE | Disrepair
36/1522 | 109856/1 | 31 Eastlyn Road | Routine Repairs
36/1523 | 109711/1 | 2 Woodmead Gardens | Routine Repairs
36/1526 | 1351034 | 139 Ilchester Crescent | Routine Repairs
36/1530 | 1501545 | 58 Showering Road, Stockwood, Bristol BS14 8DN | Routine Repairs
36/1532 | 108445/1 | 1 Failand Crescent (KS1985) | Disrepair
36/1533 | 79554/2 | 50 Eccleston House | Routine Repairs
36/1534 | 111069/1 | 49 Silbury Road | Routine Repairs
36/1535 | 111059/1 | 29 Totshill Drive | Routine Repairs
36/1544 | 111471/1 | 17 Acresbush Close | Routine Repairs
36/1548 | 103681/3 | 28 Martock Road, Bedminster | Routine Repairs
36/1549 | 79434/2 | Gaywood House Garage Site, North Street | Routine Repairs
36/1550 | 112815/1 | 223 Coronation Road, Southville | Routine Repairs
36/1551 | 112778/1 | Little Cross House Garage 2 | Routine Repairs
36/1552 | 112322/1 | 38 STILLINGFLEET ROAD | Routine Repairs
36/1557 | 61652/2 | 168 Airport Road | Routine Repairs
36/1560 | 113660/1 | 188 Airport Road | Routine Repairs
36/1561 | 113952/1 | 21 Pavey Road, Hartcliffe | Routine Repairs
36/1562 | 114250/1 | 4 Broadstone Walk, Hartcliffe | Routine Repairs
36/1564 | 114487/1 | 4-26 CROSSCOMBE DRIVE | Routine Repairs
36/1571 | 115189/1 | 24 Mellent Avenue, Hartcliffe | Routine Repairs
36/1572 | 115977/1 | 216 ILCHESTER CRESCENT | Routine Repairs
36/1573 | 115588/1 | 278 Whitchurch Lane | Routine Repairs
36/1576 | 115583/1 | 3 MAWDELEY HOUSE | Routine Repairs
36/1577 | 115736/1 | 25 FOUR ACRES CLOSE | Routine Repairs
36/1578 | 58169/1 | 14 Miles Road, | Routine Repairs
36/1579 | 116515/1 | 67 NEWLAND ROAD | Routine Repairs
36/1580 | 116510/1 | 238 Ilchester Crescent | Routine Repairs
36/1581 | 116407/1 | 139 Crosscombe Drive | Routine Repairs
36/1582 | 112615/1 | 12 SPENCER HOUSE | Disrepair
36/1583 | 114066/1 | 43 KINGSHILL ROAD | Disrepair
36/1584 | 114211/1 | 162 Luckwell Road | Disrepair
36/1585 | 115067/1 | 44 MOGG STREET | Disrepair
36/1586 | 115147/1 | 57 ST DAVIDS CRESCENT | Disrepair
36/1587 | 115104/1 | 132 Queens Road | Disrepair
36/1588 | 115821/1 | 22 FABER GROVE | Disrepair
36/1589 | 115893/1 | 22 FABER GROVE | Disrepair
36/1590 | 115736/1 | 25 FOUR ACRES CLOSE | Disrepair
36/1591 | 117381/1 | 34 BAYNTON HOUSE | Emergency Repair
36/1610 | 117283/1 | 26 Tarnock Avenue | Emergency Repair
36/1611 | 117349/1 | Carolina House, 104 Dove Street | Emergency Repair
36/1612 | 117464/1 | 61 ASHMEAD HOUSE | Emergency Repair
36/1613 | 118005/1 | 16b Argyle Road | Emergency Repair
36/1614 | 118136/1 | 11 HOLBROOK CRESCENT | Routine Repairs
36/1615 | 27368/6 | 18 Stanley Street North, Bedminster | Routine Repairs
36/1620 | 119014/1 | 16 HOLLIDGE GARDENS | Routine Repairs
36/1625 | 85618/1 | 59 TRYM SIDE | Routine Repairs
36/1626 | 104371/1 | 14 Burford Grove | Routine Repairs
36/1627 | 118332/1 | 5 Galway Road | Routine Repairs
36/1634 | 118296/1 | 40 STANTON ROAD | Routine Repairs

## Items
BOQ Name | Section Name | Item Ref | Short Description | Unit | Rate
JW Rates | Groundworks - Subcontract | 1101 | KERB:LAY NEW 127X254MM PCC KERB | LM | 56.05 | 773365
JW Rates | Groundworks - Subcontract | 1103 | KERB:RENEW 127X254MM PCC KERB | LM | 40.5 | 773366
JW Rates | Groundworks - Subcontract | 1105 | KERB:REBED ANY TYPE OF PCC KERB | LM | 32.01 | 773367
JW Rates | Groundworks - Subcontract | 1107 | KERB:RAKE OUT JOINTS AND REPOINT | LM | 9.16 | 773368
JW Rates | Groundworks - Subcontract | 1301 | CHANNEL:RENEW NE 250X125MM | LM | 43.87 | 773369
JW Rates | Groundworks - Subcontract | 1303 | CHANNEL:REBED NE 250X125MM | LM | 33.06 | 773370
JW Rates | Groundworks - Subcontract | 1501 | EDGING:LAY 50X152MM PCC EDGING | LM | 44.99 | 773371
JW Rates | Groundworks - Subcontract | 1503 | EDGING:RENEW 50X152MM PCC EDGING | LM | 30.4 | 773372
JW Rates | Groundworks - Subcontract | 1505 | EDGING:REBED STRAIGHT AND CURVED PCC EDGING | LM | 23.72 | 773373
JW Rates | Groundworks - Subcontract | 1507 | EDGING:RENEW 25X150MM TIMBER | LM | 11.48 | 773374
JW Rates | Groundworks - Subcontract | 3003 | PATH:EXCAVATE LAY NE 100MM CONCRETE BED | SM | 124.99 | 773375
JW Rates | Groundworks - Subcontract | 3007 | PATH:RENEW NE 100MM CONCRETE BED AND SUB-BASE | SM | 140.43 | 773376
JW Rates | Groundworks - Subcontract | 3009 | FINISH:EXTRA FOR NON-SLIP FINISH TO PATH | SM | 6.22 | 773377
JW Rates | Groundworks - Subcontract | 3011 | PATH/BASE:REMOVE AND INFILL WITH TOPSOIL | SM | 93.88 | 773378
JW Rates | Groundworks - Subcontract | 3013 | PATH/BASE:REMOVE | SM | 40.04 | 773379
JW Rates | Groundworks - Subcontract | 3015 | PATH/BASE:REMOVE AND INFILL WITH GRAVEL | SM | 90.93 | 773380
JW Rates | Groundworks - Subcontract | 3101 | AGGREGATE:REMOVE DISPOSE MAKE GOOD | SM | 21.61 | 773381
JW Rates | Groundworks - Subcontract | 5001 | MACADAM:EXCAVATE AND LAY 70MM PAVING | SM | 93.39 | 773382
JW Rates | Groundworks - Subcontract | 5003 | MACADAM:RENEW 70MM PAVING | SM | 99.57 | 773383
JW Rates | Groundworks - Subcontract | 5051 | MACADAM:REPAIR POT HOLE NE 50MM DEEP | IT | 53.12 | 773384
JW Rates | Groundworks - Subcontract | 5053 | MACADAM:REPAIR POT HOLE NE 75MM DEEP | IT | 76.48 | 773385
JW Rates | Groundworks - Subcontract | 5055 | MACADAM:REPAIR POT HOLE NE 100MM DEEP | IT | 104.08 | 773386
JW Rates | Groundworks - Subcontract | 5101 | PAVING:RENEW 60MM BITMAC SURFACING | SM | 62.39 | 773387
JW Rates | Groundworks - Subcontract | 5103 | PAVING:RENEW 90MM BITMAC SURFACING | SM | 117.72 | 773388
JW Rates | Groundworks - Subcontract | 7001 | FLAG:EXCAVATE AND LAY NEW PRECAST CONCRETE - 50MM | SM | 97.8 | 773389
JW Rates | Groundworks - Subcontract | 7005 | FLAG:LIFT AND REBED SINGLE PCC PAVING | NO | 11.29 | 773390
JW Rates | Groundworks - Subcontract | 7007 | FLAGS:LIFT AND REBED PCC PAVING | SM | 33.39 | 773391
JW Rates | Groundworks - Subcontract | 7009 | FLAG:RENEW SINGLE PCC PAVING | NO | 21.54 | 773392
JW Rates | Groundworks - Subcontract | 7011 | FLAGS:RENEW PCC PAVING | SM | 61.48 | 773393
JW Rates | Groundworks - Subcontract | 7019 | FLAG:REPOINT PCC PAVING | SM | 13.83 | 773394
JW Rates | Groundworks - Subcontract | 7021 | FLAG:FILLET POINT JOINT TO WALL | LM | 3.23 | 773395
JW Rates | Groundworks - Subcontract | 9001 | PAVING:REBED BRICK PAVING-MORTAR OR SAND | SM | 111.04 | 773396
JW Rates | Groundworks - Subcontract | 9005 | PAVING:RENEW BRICK PAVING-MORTAR OR SAND | SM | 108.1 | 773397
JW Rates | Groundworks - Subcontract | 9009 | PAVING:LAY NEW BRICK PAVING-MORTAR OR SAND | SM | 139.48 | 773398
JW Rates | Groundworks - Subcontract | 9011 | PAVING:REGROUT WITH SAND | SM | 9.49 | 773399
JW Rates | Groundworks - Subcontract | 9013 | PAVING:RENEW GRAVEL PAVING 30MM | SM | 12.48 | 773400
JW Rates | Groundworks - Subcontract | 11001 | PAVING:TEMPORARY CONCRETE REPAIR | IT | 57.32 | 773401
JW Rates | Groundworks - Subcontract | 11101 | HARDCORE:ADDITIONAL SUB-BASE OR BED NE 150 | SM | 55.74 | 773402
JW Rates | Groundworks - Subcontract | 11501 | EXCAVATION:REMOVE TOPSOIL 150MM MOVE NE 20M | SM | 18.53 | 773403
JW Rates | Groundworks - Subcontract | 11503 | EXCAVATION:REMOVE TOPSOIL 150MM MOVE NE 50M | SM | 21.61 | 773404
JW Rates | Groundworks - Subcontract | 11505 | EXCAVATION:REDUCE LEVELS NE 150MM DISPOSE | SM | 34.36 | 773405
JW Rates | Groundworks - Subcontract | 11507 | EXCAVATION:REDUCE LEVELS 150-300MM DISPOSE | SM | 65.23 | 773406
JW Rates | Groundworks - Subcontract | 11509 | EXCAVATION:REDUCE LEVELS 300-450MM DISPOSE | SM | 106.32 | 773407
JW Rates | Groundworks - Subcontract | 11511 | EXCAVATION:REDUCE LEVELS OVER 450MM DISPOSE | CM | 273.76 | 773408
JW Rates | Groundworks - Subcontract | 11513 | TOP SOIL:EXCAVATE SPOILHEAP 20M AND SPREAD | SM | 15.45 | 773409
JW Rates | Groundworks - Subcontract | 11515 | TOP SOIL:EXCAVATE SPOILHEAP 50M AND SPREAD | SM | 18.53 | 773410
JW Rates | Groundworks - Subcontract | 11517 | TOP SOIL:EXCAVATE SPOILHEAP 20M SPREAD ROTAVATE | SM | 19.75 | 773411
JW Rates | Groundworks - Subcontract | 11519 | TOP SOIL:EXCAVATE SPOILHEAP 50M SPREAD ROTAVATE | SM | 22.84 | 773412
JW Rates | Groundworks - Subcontract | 11521 | IMPORTED TOPSOIL:DEPOSIT AND SPREAD | SM | 94.98 | 773413
JW Rates | Groundworks - Subcontract | 11522 | IMPORTED TOPSOIL:DEPOSIT AND SPREAD ALONG EDGINGS | LM | 28.25 | 773414
JW Rates | Groundworks - Subcontract | 11523 | GARDEN AREA:CLEAR CULTIVATE | SM | 51.39 | 773415
JW Rates | Groundworks - Subcontract | 11525 | GARDEN AREA:APPLY GRASS SEEDS | SM | 2.41 | 773416
JW Rates | Groundworks - Subcontract | 11531 | BARK:IMPORT DEPOSIT AND SPREAD | SM | 55.91 | 773417
JW Rates | Groundworks - Subcontract | 11533 | BARK:ROTAVATE BARK | SM | 7.56 | 773418
JW Rates | Groundworks - Subcontract | 11535 | BARK:REMOVE DISPOSE MAKE GOOD | SM | 21.61 | 773419
JW Rates | Groundworks - Subcontract | 13001 | STEP:FORM OR RENEW STEP IN CONCRETE PAVING | IT | 64.44 | 773420
JW Rates | Groundworks - Subcontract | 13005 | STEP:FORM OR RENEW PCC STEP IN PAVING | IT | 73.31 | 773421
JW Rates | Groundworks - Subcontract | 13009 | STEP:FORM BRICK-ON-EDGE STEP | LM | 39.86 | 773422
JW Rates | Groundworks - Subcontract | 13011 | STEP:REPAIR DAMAGED CONCRETE | IT | 32.9 | 773423
JW Rates | Groundworks - Subcontract | 13013 | STEP:REFIX AND BED LOOSE STEP | IT | 10.15 | 773424
JW Rates | Groundworks - Subcontract | 13015 | RAMP:CONSTRUCT CONCRETE RAMP | LM | 190.03 | 773425
JW Rates | Foundations - Subcontract | 15003 | FLOOR:RENEW INTERNAL CONCRETE INSULATION | SM | 247.16 | 773426
JW Rates | Foundations - Subcontract | 15007 | FLOOR:NEW INTERNAL CONCRETE WITH INSULATION | SM | 226.17 | 773427
JW Rates | Specialist Treatments - Subcontract | 15501 | FLOOR:HARDCORE FILL UNDER FLOOR | CM | 150.46 | 773428
JW Rates | Fencing and Gates - 95 | 17110 | FENCING:RENEW NE 1.2M BOARD PCC POST GRAVEL BOARD | LM | 126.11 | 773429
JW Rates | Fencing and Gates - 90 | 17111 | FENCING:RENEW NE 1.2M BOARD TIMBER POST | LM | 110.15 | 773430
JW Rates | Fencing and Gates - 100 | 17113 | FENCING:RENEW NE 1.8M BOARD PCC POST | LM | 149.21 | 773431
JW Rates | Fencing and Gates - 105 | 17114 | FENCING:RENEW NE 1.8M BOARD PCC POST GRAVEL BOARD | LM | 161.38 | 773432
JW Rates | Fencing and Gates - 45 | 17117 | FENCING:RENEW SOFTWOOD RAIL | NO | 33.45 | 773433
JW Rates | Fencing and Gates - 8 | 17119 | FENCING:RENEW 2ND AND 3RD RAIL | NO | 10.61 | 773434
JW Rates | Fencing and Gates - 6 | 17121 | FENCING:RENEW VERTICAL BOARD NE 1.05M | NO | 7.38 | 773435
JW Rates | Fencing and Gates - 60 | 17122 | FENCING:RENEW RUN OF VERTICAL BOARD NE 1.05M | LM | 67.13 | 773436
JW Rates | Fencing and Gates - 7 | 17123 | FENCING:RENEW VERTICAL BOARD NE 1.675M | NO | 9.66 | 773437
JW Rates | Fencing and Gates - 65 | 17124 | FENCING:RENEW RUN OF VERTICAL BOARD NE 1.675M | LM | 87.19 | 773438
JW Rates | Fencing and Gates - 18 | 17125 | FENCING:REMOVE BOARD FENCE | LM | 16.84 | 773439
JW Rates | Fencing and Gates - 25 | 17127 | FENCING:RENEW TIMBER GRAVEL BOARD | NO | 20.32 | 773440
JW Rates | Fencing and Gates - 25 | 17128 | FENCING:RENEW PCC GRAVEL BOARD | NO | 36.75 | 773441
JW Rates | Fencing and Gates - 25 | 17201 | FENCING:RENEW CHESTNUT NE 1.5M AND POSTS | LM | 24.21 | 773442
JW Rates | Fencing and Gates - 15 | 17205 | FENCING:RENEW CHESTNUT NE 1.5M | LM | 16.7 | 773443
JW Rates | Fencing and Gates - 20 | 17209 | FENCING:REMOVE DAMAGED CHESTNUT | LM | 16.47 | 773444
JW Rates | Fencing and Gates - 10 | 17211 | FENCING:RENEW INDIVIDUAL CHESTNUT PALE | NO | 7.17 | 773445
JW Rates | Fencing and Gates - 5 | 17213 | FENCING:LINE WIRE SUPPORT | LM | 3.28 | 773446
JW Rates | Fencing and Gates - 20 | 17215 | FENCING:RENEW 75MM STRAIN POST | NO | 24.25 | 773447
JW Rates | Fencing and Gates - 40 | 17301 | FENCING:RENEW 1.8M HIGH PANEL | NO | 67.76 | 773448
JW Rates | Fencing and Gates - 40 | 17302 | FENCING:RENEW 1.2M HIGH PANEL | NO | 64.63 | 773449
JW Rates | Fencing and Gates - 60 | 17303 | FENCING:ERECT 1.8M HIGH PANEL WITH TIMBER POSTS | LM | 79.84 | 773450
JW Rates | Fencing and Gates - 55 | 17304 | FENCING:ERECT 1.2M HIGH PANEL WITH TIMBER POSTS | LM | 72.49 | 773451
JW Rates | Fencing and Gates - 65 | 17305 | FENCING:ERECT 1.8M HIGH PANEL WITH PCC POSTS | LM | 100.38 | 773452
JW Rates | Fencing and Gates - 60 | 17306 | FENCING:ERECT 1.2M HIGH PANEL WITH PCC POSTS | LM | 90.86 | 773453
JW Rates | Fencing and Gates - 15 | 17307 | FENCING:REMOVE PANEL FENCE COMPLETE | LM | 11.78 | 773454
JW Rates | Fencing and Gates - TBC | 17308 | FENCING:RENEW 1.2M WIDE PANEL | NO | 64.63 | 773455
JW Rates | Fencing and Gates - 35 | 17314 | FENCING:RENEW 0.9M HIGH PANEL | NO | 61.54 | 773456
JW Rates | Fencing and Gates - 45 | 17316 | FENCING:ERECT 0.9M HIGH PANEL WITH TIMBER POSTS | LM | 63.9 | 773457
JW Rates | Fencing and Gates - 50 | 17318 | FENCING:ERECT 0.9M HIGH PANEL WITH PCC POSTS | LM | 81.24 | 773458
JW Rates | Fencing and Gates - 60 | 17319 | FENCING:RENEW 0.9M HIGH PANEL WITH TIMBER POSTS | LM | 77.97 | 773459
JW Rates | Fencing and Gates - 55 | 17321 | FENCING:RENEW 1.2M HIGH PANEL WITH TIMBER POSTS | LM | 78.91 | 773460
JW Rates | Fencing and Gates - 75 | 17323 | FENCING:RENEW 1.8M HIGH PANEL WITH TIMBER POSTS | LM | 97.65 | 773461
JW Rates | Fencing and Gates - 65 | 17325 | FENCING:RENEW 0.9M HIGH PANEL WITH PCC POSTS | LM | 95.31 | 773462
JW Rates | Fencing and Gates - 80 | 17327 | FENCING:RENEW 1.8M HIGH PANEL WITH PCC POSTS | LM | 118.19 | 773463
JW Rates | Fencing and Gates - 60 | 17329 | FENCING:RENEW 1.2M HIGH PANEL WITH PCC POSTS | LM | 97.27 | 773464
JW Rates | Fencing and Gates - 55 | 17400 | FENCING:ERECT CHAINLINK FENCE AND POSTS NE 0.9M | LM | 54.14 | 773465
JW Rates | Fencing and Gates - 60 | 17401 | FENCING:ERECT CHAINLINK FENCE AND POSTS NE 1.2M | LM | 60.69 | 773466
JW Rates | Fencing and Gates - 70 | 17403 | FENCING:ERECT CHAINLINK FENCE AND POSTS NE 1.8M | LM | 73.43 | 773467
JW Rates | Fencing and Gates - 15 | 17404 | FENCING:RENEW CHAINLINK ON EXISTING POSTS 0.9M | LM | 14.04 | 773468
JW Rates | Fencing and Gates - 16 | 17405 | FENCING:RENEW CHAINLINK ON EXISTING POSTS 1.2M | LM | 15.52 | 773469
JW Rates | Fencing and Gates - 18 | 17407 | FENCING:RENEW CHAINLINK ON EXISTING POSTS 1.8M | LM | 19.54 | 773470
JW Rates | Fencing and Gates - 15 | 17409 | FENCING:REMOVE CHAINLINK COMPLETE | LM | 11.78 | 773471
JW Rates | Fencing and Gates - 3 | 17411 | FENCING:RESECURE LOOSE CHAINLINK FENCE | LM | 2.15 | 773472
JW Rates | Fencing and Gates - 6 | 17412 | FENCING:REMOVE CHAINLINK | LM | 3.71 | 773473
JW Rates | Fencing and Gates - 45 | 17413 | FENCING:ERECT CHAIN MESH FENCE AND POSTS 0.9M | LM | 50.09 | 773474
JW Rates | Fencing and Gates - 50 | 17415 | FENCING:RENEW CHAIN MESH FENCE AND POSTS 0.9M | LM | 53.17 | 773475
JW Rates | Fencing and Gates - 45 | 17501 | FENCING:RENEW GARDEN RAIL 0.575M HIGH | LM | 53.68 | 773476
JW Rates | Fencing and Gates - 10 | 17503 | FENCING:REMOVE GARDEN RAIL 0.575M HIGH | LM | 8.7 | 773477
JW Rates | Fencing and Gates - 60 | 17601 | FENCING:RENEW HIT AND MISS 1.35M HIGH | LM | 87.03 | 773478
JW Rates | Fencing and Gates - 65 | 17603 | FENCING:RENEW HIT AND MISS 1.8M HIGH | LM | 102.38 | 773479
JW Rates | Fencing and Gates - 65 | 17604 | FENCING:RENEW HORIZONTAL HIT AND MISS 1.8M HIGH | LM | 122.8 | 773480
JW Rates | Fencing and Gates - 65 | 17605 | FENCING:RENEW PALISADE NE 1.35M HIGH | LM | 82.85 | 773481
JW Rates | Fencing and Gates - 70 | 17607 | FENCING:RENEW PALISADE NE 1.8M HIGH | LM | 97 | 773482
JW Rates | Fencing and Gates - 20 | 17609 | FENCING:REMOVE HIT AND MISS | LM | 14.86 | 773483
JW Rates | Fencing and Gates - 20 | 17611 | FENCING:REMOVE PALISADE | LM | 14.86 | 773484
JW Rates | Fencing and Gates - 65 | 17651 | FENCING:RENEW POST AND 2 RAIL | LM | 63.91 | 773485
JW Rates | Fencing and Gates - 70 | 17653 | FENCING:RENEW POST AND 3 RAIL | LM | 71.72 | 773486
JW Rates | Fencing and Gates - 20 | 17701 | FENCING:REMOVE PCC POST AND SLAB | LM | 14.86 | 773487
JW Rates | Fencing and Gates - 30 | 17801 | FENCING:MAKE SAFE FENCING | LM | 21.51 | 773488
JW Rates | Fencing and Gates - 8 | 17803 | FENCING:RENEW TIMBER PALE AND LAG | NO | 10.3 | 773489
JW Rates | Fencing and Gates - 5 | 17805 | FENCING:REFIX TIMBER PALE AND LAG | NO | 3.39 | 773490
JW Rates | Fencing and Gates - 10 | 17807 | FENCING:FIX GALVANISED REPAIR BRACKET | NO | 7.87 | 773491
JW Rates | Fencing and Gates - 12 | 17809 | FENCING:RENEW RAIL TO POST AND RAIL | LM | 11.85 | 773492
JW Rates | Fencing and Gates - 40 | 17901 | FENCING:ERECT POST AND WIRE 1.2M | LM | 42.2 | 773493
JW Rates | Fencing and Gates - 8 | 17903 | FENCING:RENEW WIRES TO EXISTING POSTS 1.2M | LM | 6.1 | 773494
JW Rates | Fencing and Gates - 3 | 17905 | FENCING:RENEW REFIX OR FIX NEW LINE WIRE | LM | 2.22 | 773495
JW Rates | Fencing and Gates - 90 | 18001 | FENCING:RENEW PLASTIC PANEL 1.2M GRAVEL BOARD | LM | 210.31 | 773496
JW Rates | Fencing and Gates - 90 | 18003 | FENCING:RENEW PLASTIC PANEL 1.8M GRAVEL BOARD | LM | 255.93 | 773497
JW Rates | Fencing and Gates - 90 | 18005 | FENCING:RENEW PLASTIC PALISADE 1.2M | LM | 170.46 | 773498
JW Rates | Fencing and Gates - 90 | 18007 | FENCING:RENEW PLASTIC PALISADE 1.8M | LM | 217.7 | 773499
JW Rates | Fencing and Gates - 210 | 18009 | GATES:RENEW PLASTIC 1.2M HIGH | NO | 268.67 | 773500
JW Rates | Fencing and Gates - 210 | 18011 | GATES:RENEW PLASTIC 1.8M HIGH | NO | 381.97 | 773501
JW Rates | Fencing and Gates - 15 | 19001 | FENCE POST:EXCAVATE REMOVE AND MAKE GOOD | NO | 14.99 | 773502
JW Rates | Fencing and Gates - 20 | 19003 | FENCE POST:REFIX LOOSE POST | NO | 15.33 | 773503
JW Rates | Fencing and Gates - 40 | 19005 | FENCE POST:RENEW TIMBER TO HARDCORE OR CONCRETE | NO | 49.69 | 773504
JW Rates | Fencing and Gates - 30 | 19007 | FENCE POST:RENEW TIMBER TO BRICKWORK | NO | 38.57 | 773505
JW Rates | Fencing and Gates - 25 | 19009 | FENCE POST:RENEW TIMBER IN METPOST | NO | 35.66 | 773506
JW Rates | Fencing and Gates - 50 | 19011 | FENCE POST:RENEW PCC NE 1.5M | NO | 56.2 | 773507
JW Rates | Fencing and Gates - 60 | 19013 | FENCE POST:RENEW PCC OVER 1.5M | NO | 71.93 | 773508
JW Rates | Fencing and Gates - 20 | 19015 | FENCE POST:FIX 50X100MM SW BATTEN | NO | 26.37 | 773509
JW Rates | Fencing and Gates - 20 | 19018 | GATE POST AND GATE:RENEW AND REPAIR ANY FITTING | NO | 24.27 | 773510
JW Rates | Fencing and Gates - 30 | 19021 | FENCE POST:REPAIR WITH METSPUR | NO | 28.62 | 773511
JW Rates | Fencing and Gates - 60 | 19031 | GATE:SUPPLY AND FIT SLAMMING PLATE | IT | 97.23 | 773512
JW Rates | Fencing and Gates - 50 | 21001 | GATE:RENEW TIMBER NE 1.0SM | NO | 156.3 | 773513
JW Rates | Fencing and Gates - 150 | 21002 | GATE:INSTALL TIMBER NE 1.0SM AND POSTS | NO | 274.02 | 773514
JW Rates | Fencing and Gates - 65 | 21003 | GATE:RENEW TIMBER NE 1.5SM | NO | 183.49 | 773515
JW Rates | Fencing and Gates - 165 | 21004 | GATE:INSTALL TIMBER NE 1.5SM AND POSTS | NO | 311.02 | 773516
JW Rates | Fencing and Gates - 110 | 21005 | GATE:RENEW PAIR TIMBER NE 2.5SM OVERALL | NO | 449.41 | 773517
JW Rates | Fencing and Gates - 210 | 21006 | GATES:INSTALL PAIR TIMBER NE 2.5SM AND POST | NO | 577.74 | 773518
JW Rates | Fencing and Gates - 60 | 21007 | GATE:REPAIR AND EASE AND ADJUST TIMBER GATE | NO | 39.44 | 773519
JW Rates | Fencing and Gates - 15 | 21011 | GATE:RENEW 50X25MM STOP NE 2.0M | NO | 12.57 | 773520
JW Rates | Fencing and Gates - 8 | 21013 | GATE:RENEW GATE AND FENCE CAPPING | LM | 8.65 | 773521
JW Rates | Fencing and Gates - 90 | 21021 | GATE:INSTALL TIMBER PANEL 1.2M HIGH | NO | 193.46 | 773522
JW Rates | Fencing and Gates - 90 | 21023 | GATE:INSTALL TIMBER PANEL 1.8M HIGH | NO | 211.31 | 773523
JW Rates | Fencing and Gates - 70 | 23001 | GATE:RENEW METAL NE 1.0SM | NO | 112.23 | 773524
JW Rates | Fencing and Gates - 90 | 23003 | GATE:RENEW METAL NE 2.0SM | NO | 206.11 | 773525
JW Rates | Fencing and Gates - 40 | 23009 | GATE:REPAIR AND EASE AND ADJUST METAL GATE | NO | 27.67 | 773526
JW Rates | Fencing and Gates - 60 | 23011 | GATE:OVERHAUL METAL GATE INC WELDING | NO | 40.04 | 773527
JW Rates | Fencing and Gates - 35 | 23013 | GATE:RENEW FB4 LOCK TO METAL GATE | NO | 148.42 | 773528
JW Rates | Fencing and Gates - TBC | 23014 | GATE:RENEW FB1 OR FB2 DEADLOCK TO GATE | NO | 148.42 | 773529
JW Rates | Fencing and Gates - 35 | 23016 | GATE:RENEW FB1 OR FB2 COMPLETE | NO | 148.42 | 773530
JW Rates | Fencing and Gates - 40 | 23017 | GATE:EASE AND ADJUST ANY CLOSER | IT | 27.67 | 773531
JW Rates | Fencing and Gates - 60 | 23021 | GATE:REPAIR GATE WITH EASYGATE REPAIR KIT | IT | 380.97 | 773532
JW Rates | Fencing and Gates - 60 | 23023 | GATE:REPAIR GATE WITH IAE REPAIR KIT | IT | 323.65 | 773533
JW Rates | Fencing and Gates - 45 | 23041 | GATE:SUPPLY AND FIT DROP BOLT | IT | 54.45 | 773534
JW Rates | Fencing and Gates - 60 | 23043 | GATE:SUPPLY AND FIT EASYGATE WITH LOCKABLE SLIDER | IT | 1051.19 | 773535
JW Rates | Fencing and Gates - 50 | 23045 | GATE:SUPPLY AND FIT FENCESECURE CLOSER | IT | 103.1 | 773536
JW Rates | Fencing and Gates - 40 | 23047 | GATE:SUPPLY AND FIT GERDA LOCK TO GALLOWS GATE | NO | 261.43 | 773537
JW Rates | Fencing and Gates - 70 | 23051 | GATE:SUPPLY AND FIT MONOHINGE AND BEARINGS | IT | 321.56 | 773538
JW Rates | Fencing and Gates - 50 | 23053 | GATE:SUPPLY AND FIT NOREG HD CLOSER | IT | 121.15 | 773539
JW Rates | Fencing and Gates - 10 | 23055 | GATE:SUPPLY AND FIT RUBBER BUFFER | IT | 18.57 | 773540
JW Rates | Fencing and Gates - 70 | 23061 | GATE:RENEW METAL NE 1.0SM BOW TOPPED | NO | 118.2 | 773541
JW Rates | Fencing and Gates - 70 | 23063 | GATE:RENEW METAL 1100MM BOW TOPPED | NO | 124.51 | 773542
JW Rates | Fencing and Gates - 70 | 23065 | GATE:RENEW METAL 1200MM BOW TOPPED | NO | 130.79 | 773543
JW Rates | Fencing and Gates - 45 | 23071 | GATE:REMOVE METAL SINGLE GATE AND POSTS | NO | 36.73 | 773544
JW Rates | Fencing and Gates - 45 | 25001 | GATE POST:RENEW TIMBER | NO | 77.89 | 773545
JW Rates | Fencing and Gates - 50 | 25003 | GATE POST:RENEW PCC | NO | 58.87 | 773546
JW Rates | Fencing and Gates - 45 | 25005 | GATE FRAME:RENEW TIMBER | LM | 52.01 | 773547
JW Rates | Fencing and Gates - 60 | 25011 | GATE POST:RENEW OR SUPPLY ANCHOR POST | NO | 63.54 | 773548
JW Rates | Groundworks - Subcontract | 27101 | BALUSTRADE:TAKE DOWN AND REMOVE | LM | 17.07 | 773549
JW Rates | Groundworks - Subcontract | 27103 | BALUSTRADE:SUPPLY AND FIX NE 1.2M HIGH | LM | 478.02 | 773550
JW Rates | Groundworks - Subcontract | 27105 | BALUSTRADE:SUPPLY AND FIX KEE KLAMP | LM | 104.96 | 773551
JW Rates | Groundworks - Subcontract | 27107 | BALUSTRADE:SUPPLY AND FIX KEE KLAMP WITH MESH | LM | 134.54 | 773552
JW Rates | Groundworks - Subcontract | 27303 | HANDRAIL:6X50MM RAIL ON BRACKETS | LM | 40.2 | 773553
JW Rates | Groundworks - Subcontract | 27305 | HANDRAIL:48MM GALVANISED STEEL TUBULAR ON BRACKETS | LM | 49.87 | 773554
JW Rates | Groundworks - Subcontract | 27307 | HANDRAIL:PVC TO CORE RAIL | LM | 20.61 | 773555
JW Rates | Groundworks - Subcontract | 27309 | HANDRAIL:RENEW MOPSTICK HANDRAIL | LM | 15.33 | 773556
JW Rates | Groundworks - Subcontract | 27501 | BALUSTRADE:REFIX ANY LOOSE TYPE | LM | 25.44 | 773557
JW Rates | Groundworks - Subcontract | 27503 | HANDRAIL:REFIX ANY LOOSE TYPE | LM | 18.89 | 773558
JW Rates | Groundworks - Subcontract | 27505 | BALUSTRADE:RENEW HANDRAIL | LM | 45.25 | 773559
JW Rates | Groundworks - Subcontract | 27507 | BALUSTRADE:RENEW BALUSTER | LM | 27.01 | 773560
JW Rates | Groundworks - Subcontract | 27509 | BALUSTRADE:RENEW TUBULAR HANDRAIL | LM | 28.36 | 773561
JW Rates | Groundworks - Subcontract | 27511 | BALUSTRADE:RENEW TUBULAR STANDARD | LM | 27.41 | 773562
JW Rates | Groundworks - Subcontract | 27513 | BALUSTRADE:RENEW WIRE MESH PANEL | NO | 41.02 | 773563
JW Rates | Groundworks - Subcontract | 27515 | BALUSTRADE:REFIX POST | NO | 40.4 | 773564
JW Rates | Fencing and Gates - 60 | 27521 | BARRIER RAILINGS:SUPPLY AND FIX 1.1M HIGH | LM | 505.72 | 773565
JW Rates | Groundworks - Subcontract | 29101 | LINE:NEW DOMESTIC ROTARY AND BASE | NO | 123.76 | 773566
JW Rates | Groundworks - Subcontract | 29103 | LINE:ERECT NEW COMMUNAL/HEAVY DUTY ROTARY AND BASE | NO | 301.76 | 773567
JW Rates | Groundworks - Subcontract | 29105 | LINE:RENEW DOMESTIC ROTARY | NO | 73.88 | 773568
JW Rates | Groundworks - Subcontract | 29107 | LINE:RENEW COMMUNAL/HEAVY DUTY ROTARY | NO | 251.89 | 773569
JW Rates | Groundworks - Subcontract | 29109 | LINE:RE-STRING CLOTHES LINE | NO | 24.15 | 773570
JW Rates | Groundworks - Subcontract | 29111 | LINE:NEW PCC CLOTHES POST AND BASE | NO | 112.08 | 773571
JW Rates | Groundworks - Subcontract | 29115 | LINE:NEW STEEL CLOTHES POST-NE 3.0M | NO | 77.34 | 773572
JW Rates | Groundworks - Subcontract | 29117 | LINE:RELOCATE ROTARY DRIER | NO | 87.86 | 773573
JW Rates | Groundworks - Subcontract | 29119 | LINE:RELOCATE PCC OR STEEL CLOTHES POST | NO | 62.22 | 773574
JW Rates | Groundworks - Subcontract | 29123 | LINE:RENEW PULLEY | IT | 19.35 | 773575
JW Rates | Groundworks - Subcontract | 29125 | LINE:RENEW RESTRAINING BRACKET | IT | 17.68 | 773576
JW Rates | Groundworks - Subcontract | 29301 | SIGN:COLLECT AND FIX | NO | 20.01 | 773577
JW Rates | Groundworks - Subcontract | 29303 | SIGN:NEW NO PARKING | NO | 67 | 773578
JW Rates | Groundworks - Subcontract | 29305 | SIGN:NEW NO BALL GAMES | NO | 67 | 773579
JW Rates | Groundworks - Subcontract | 29307 | SIGN:NEW NO DOGS | NO | 67 | 773580
JW Rates | Groundworks - Subcontract | 29309 | SIGN:WARNING ANTI VANDAL PAINT IN USE | NO | 67 | 773581
JW Rates | Groundworks - Subcontract | 29311 | SIGN:SUPPLY & FIT 400X400 SIGN AND POST | IT | 188.33 | 773582
JW Rates | Groundworks - Subcontract | 29313 | SIGN:SUPPLY & FIT 400X400 SIGN ONTO GATE ETC. | IT | 73.16 | 773583
JW Rates | Groundworks - Subcontract | 29315 | SIGN:SUPPLY & FIT 400X400 SIGN ONTO EXISTING | IT | 67 | 773584
JW Rates | Groundworks - Subcontract | 29317 | SIGN:SUPPLY & FIT 600X400 SIGN AND POST | IT | 231 | 773585
JW Rates | Groundworks - Subcontract | 29319 | SIGN:SUPPLY & FIT 600X400 SIGN ONTO GATE ETC. | IT | 87.38 | 773586
JW Rates | Groundworks - Subcontract | 29321 | SIGN:SUPPLY & FIT 600X400 SIGN ONTO EXISTING | IT | 79.86 | 773587
JW Rates | Groundworks - Subcontract | 29323 | SIGN:SUPPLY AND FIT ANTI GRAFFITI FILM | SM | 16.48 | 773588
JW Rates | Groundworks - Subcontract | 31001 | BOLLARD:RENEW OR FIX NEW LOCKABLE STEEL | NO | 131.69 | 773589
JW Rates | Groundworks - Subcontract | 31005 | BOLLARD:RENEW OR FIX NEW 914MM HIGH STEEL | NO | 202.12 | 773590
JW Rates | Groundworks - Subcontract | 31007 | BOLLARD:RENEW OR FIX NEW 100MMSQ 914MM HIGH STEEL | NO | 215.79 | 773591
JW Rates | Groundworks - Subcontract | 31009 | BOLLARD:RENEW OR FIX NEW PCC 900MM HIGH | NO | 126.25 | 773592
JW Rates | Groundworks - Subcontract | 31013 | BOLLARD:RENEW OR FIX NEW 800MM TIMBER | NO | 119.39 | 773593
JW Rates | Drainage - Subcontract | 33101 | DRAIN:INSTALL 100MM CLAY NE 1M DEEP | LM | 196.12 | 773594
JW Rates | Drainage - Subcontract | 33103 | DRAIN:INSTALL 100MM CLAY 1-2M DEEP | LM | 313.43 | 773595
JW Rates | Drainage - Subcontract | 33301 | DRAIN:INSTALL 110MM PVCU NE 1M DEEP | LM | 166.14 | 773596
JW Rates | Drainage - Subcontract | 33303 | DRAIN:INSTALL 110MM PVCU 1-2M DEEP | LM | 280.39 | 773597
JW Rates | Drainage - Subcontract | 33501 | DRAIN:REPAIR 100MM PIPE NE 1M DEEP | NO | 465.18 | 773598
JW Rates | Drainage - Subcontract | 33503 | DRAIN:REPAIR 100MM PIPE 1-2M DEEP | NO | 705.99 | 773599
JW Rates | Drainage - Subcontract | 33505 | DRAIN:REPAIR 150MM PIPE NE 1M DEEP | NO | 595.51 | 773600
JW Rates | Drainage - Subcontract | 33507 | DRAIN:REPAIR 150MM PIPE 1-2M DEEP | NO | 827.07 | 773601
JW Rates | Drainage - Subcontract | 33701 | DRAIN:INSTALL LINING 100MM | LM | 118.27 | 773602
JW Rates | Drainage - Subcontract | 33703 | DRAIN:INSTALL LINING 150MM | LM | 133.54 | 773603
JW Rates | Drainage - Subcontract | 35001 | GULLY:INSTALL CLAY BACK INLET GULLY | NO | 304.71 | 773604
JW Rates | Drainage - Subcontract | 35002 | GULLY:RENEW BACK INLET GULLY | NO | 158.86 | 773605
JW Rates | Drainage - Subcontract | 35003 | GULLY:INSTALL PVCU BACK INLET GULLY | NO | 121.81 | 773606
JW Rates | Drainage - Subcontract | 35004 | GULLY:INSTALL PVCU YARD GULLY | NO | 122.51 | 773607
JW Rates | Drainage - Subcontract | 35005 | GULLY:REMOVE AND SEAL OFF AND MAKE GOOD | NO | 24.49 | 773608
JW Rates | Drainage - Subcontract | 35006 | GULLY:RENEW YARD GULLY | NO | 141.03 | 773609
JW Rates | Drainage - Subcontract | 35007 | GULLY:RENEW ANY TYPE SURROUND AND KERB | NO | 33.57 | 773610
JW Rates | Drainage - Subcontract | 35009 | GULLY:RENEW GRATING | NO | 12.22 | 773611
JW Rates | Drainage - Subcontract | 35013 | GULLY:RENEW INSPECTION PLATE | NO | 44.51 | 773612
JW Rates | Drainage - Subcontract | 37001 | MANHOLE:CONSTRUCT NEW BRICK NE 1.35M DEEP | IT | 1650.84 | 773613
JW Rates | Drainage - Subcontract | 37003 | MANHOLE:RENEW BRICK NE 1.35M DEEP | IT | 1688.07 | 773614
JW Rates | Drainage - Subcontract | 37005 | INSPECTION CHAMBER:NEW SHALLOW POLYPROPYLENE | IT | 262.82 | 773615
JW Rates | Drainage - Subcontract | 37007 | INSPECTION CHAMBER:RENEW SHALLOW POLYPROPYLENE | IT | 292.4 | 773616
JW Rates | Drainage - Subcontract | 37009 | INSPECTION CHAMBER:NEW UNIVERSAL POLYPROPYLENE | IT | 346.99 | 773617
JW Rates | Drainage - Subcontract | 37011 | INSPECTION CHAMBER:RENEW UNIVERSAL POLYPROPYLENE | IT | 363.74 | 773618
JW Rates | Drainage - Subcontract | 37013 | MANHOLE:RENEW PCC COVER SLAB | NO | 118.5 | 773619
JW Rates | Drainage - Subcontract | 37017 | MANHOLE:REBED COVER AND OR FRAME | NO | 26.28 | 773620
JW Rates | Drainage - Subcontract | 37019 | MANHOLE:RENEW COVER LIGHT GRADE | NO | 46.83 | 773621
JW Rates | Drainage - Subcontract | 37021 | MANHOLE:RENEW COVER MEDIUM GRADE | NO | 63.45 | 773622
JW Rates | Drainage - Subcontract | 37022 | MANHOLE:RENEW COVER HEAVY GRADE | NO | 86.01 | 773623
JW Rates | Drainage - Subcontract | 37027 | MANHOLE:RENEW COVER-LIGHT-INTERNAL 610X475MM | NO | 118.12 | 773624
JW Rates | Drainage - Subcontract | 37029 | INSPECTION COVER:RENEW-300X300MM | NO | 45.6 | 773625
JW Rates | Drainage - Subcontract | 39003 | GULLY:CLEAN FLUSH OUT CLEAR BLOCKAGE | NO | 16.67 | 773626
JW Rates | Drainage - Subcontract | 39004 | DRAIN:JET BLOCKAGE | HR | 111 | 773627
JW Rates | Drainage - Subcontract | 39006 | DRAIN:ROD BLOCKAGE | IT | 37.05 | 773628
JW Rates | Drainage - Subcontract | 39009 | MANHOLE:CLEAR BLOCKAGE NE 3.0M DEEP | IT | 18.53 | 773629
JW Rates | Drainage - Subcontract | 39011 | CHANNEL:CLEAN AND FLUSH OUT | LM | 15.45 | 773630
JW Rates | Drainage - Subcontract | 39013 | DRAIN CHANNELS:CLEAR | LM | 12.34 | 773631
JW Rates | Drainage - Subcontract | 39015 | DRAIN:CCTV SURVEY | IT | 333 | 773632
JW Rates | Drainage - Subcontract | 39018 | TEST:SMOKE OR PRESSURE TEST | IT | 44.82 | 773633
JW Rates | Drainage - Subcontract | 40301 | DRAIN CHANNEL:RENEW WITH DOMESTIC CHANNEL PLASTIC | LM | 38.68 | 773634
JW Rates | Drainage - Subcontract | 40303 | DRAIN CHANNEL :RENEW WITH DOMESTIC CHANNEL STEEL | LM | 40.32 | 773635
JW Rates | Drainage - Subcontract | 40305 | DRAINCHANNEL:RENEW WITH DOMESTIC CHANNEL BRICKSLOT | LM | 47.32 | 773636
JW Rates | Drainage - Subcontract | 40307 | DRAIN:REMOVE REFIT DRAIN CHANNEL GRATING | LM | 6.18 | 773637
JW Rates | Drainage - Subcontract | 40309 | DRAIN:PROVIDE OR RENEW DRAIN CHANNEL GRATING | LM | 17.72 | 773638
JW Rates | Drainage - Subcontract | 41000 | LAND DRAIN:NE 100MM NE 1.0M DEEP | LM | 203.8 | 773639
JW Rates | Drainage - Subcontract | 41001 | LAND DRAIN:NE 100MM NE 2.0M DEEP | LM | 370.25 | 773640
JW Rates | Drainage - Subcontract | 41005 | SOAKAWAY:EXCAVATE NEW | CM | 382.8 | 773641
JW Rates | Drainage - Subcontract | 41007 | SOAKAWAY:CLEAR EXISTING | CM | 382.8 | 773642
JW Rates | Drainage - Subcontract | 41009 | SOAKAWAY:EXCAVATE NEW PVC CRATE | CM | 576.39 | 773643
JW Rates | Drainage - Subcontract | 41011 | SOAKAWAY:CLEAR EXISTING WITH PVC CRATE | CM | 564.05 | 773644
JW Rates | Drainage - Subcontract | 42001 | DRAIN:INSTALL ACO DOMESTIC CHANNEL PLASTIC | LM | 32.51 | 773645
JW Rates | Drainage - Subcontract | 42003 | DRAIN:INSTALL ACO DOMESTIC CHANNEL STEEL | LM | 34.14 | 773646
JW Rates | Drainage - Subcontract | 42005 | DRAIN:INSTALL ACO DOMESTIC CHANNEL BRICKSLOT | LM | 41.16 | 773647
JW Rates | Drainage - Subcontract | 43001 | SEWAGE TREATMENT PLANT:DESLUDGE SMALL SCALE | IT | 98.67 | 773648
JW Rates | Plumbing - Subcontract | 43101 | MAIN:LAY 19MM ALKATHENE NE 1M DEEP | LM | 151.02 | 773649
JW Rates | Plumbing - Subcontract | 43103 | MAIN:LAY 19MM ALKATHENE 1-2M DEEP | LM | 249.4 | 773650
JW Rates | Plumbing - Subcontract | 43301 | MAIN:REPAIR UNDERGROUND BURST | NO | 157.38 | 773651
JW Rates | Plumbing - Subcontract | 43503 | BURST:EXCAVATE AND REPAIR BURST PIPE NE 28 MM | NO | 161.93 | 773652
JW Rates | Plumbing - 145 | 45001 | STOPCOCK:RENEW EXTERNAL BOX AND PIPE | NO | 172.46 | 773653
JW Rates | Plumbing - 20 | 45003 | STOPCOCK:RENEW EXTERNAL BOX | NO | 48.01 | 773654
JW Rates | Plumbing - 20 | 45004 | STOPCOCK:REMOVE AND REBED EXTERNAL BOX | NO | 12.83 | 773655
JW Rates | Plumbing - 40 | 45007 | STOPCOCK:RENEW COPPER TO COPPER NE 22MM | NO | 62.63 | 773656
JW Rates | Drainage - Subcontract | 47001 | MAIN AND DRAIN:REINSTATE CONCRETE PAVING | LM | 95.66 | 773657
JW Rates | Drainage - Subcontract | 47003 | MAIN AND DRAIN:REINSTATE TARMACADAM PAVING | LM | 68.33 | 773658
JW Rates | Drainage - Subcontract | 47005 | MAIN AND DRAIN:REINSTATE FLAG PAVING | LM | 14.09 | 773659
JW Rates | Drainage - Subcontract | 47007 | MAIN AND DRAIN:REINSTATE BRICK PAVING | LM | 65.44 | 773660
JW Rates | Specialist Treatments - Subcontract | 48001 | PAVING:LOWER FLAG PAVING PRIOR TO DPC INJECTION | SM | 125.75 | 773661
JW Rates | Specialist Treatments - Subcontract | 48003 | PAVING:LOWER INSITU PAVING PRIOR TO DPC INJECTION | SM | 160.7 | 773662
JW Rates | Specialist Treatments - Subcontract | 48005 | GARDEN:LOWER GARDEN PRIOR TO DPC INJECTION | SM | 36.17 | 773663
JW Rates | Specialist Treatments - Subcontract | 48007 | PAVING:LOWER MACADAM PAVING BEFORE DPC INJECTION | SM | 161.18 | 773664
JW Rates | Foundations - Subcontract | 49001 | FOUNDATIONS:EXCAVATE CONCRETE BRICKWORK TRENCH | LM | 439.18 | 773665
JW Rates | Foundations - Subcontract | 49003 | FOUNDATIONS:EXCAVATE CONCRETE TRENCH | LM | 93.3 | 773666
JW Rates | Foundations - Subcontract | 49101 | EXCAVATE:PIT NE 1.00M | CM | 126.59 | 773667
JW Rates | Foundations - Subcontract | 49103 | EXCAVATE:PIT NE 2.00M | CM | 169.8 | 773668
JW Rates | Foundations - Subcontract | 49105 | EXCAVATE:TRENCH NE 1.00M | CM | 185.25 | 773669
JW Rates | Foundations - Subcontract | 49107 | EXCAVATE:TRENCH NE 2.00M | CM | 268.6 | 773670
JW Rates | Foundations - Subcontract | 49201 | HARDCORE:FILLING | CM | 133.09 | 773671
JW Rates | Foundations - Subcontract | 49203 | MOT TYPE 1:FILLING | CM | 186.06 | 773672
JW Rates | Foundations - Subcontract | 49205 | SAND:BLINDING | SM | 11.78 | 773673
JW Rates | Foundations - Subcontract | 49301 | CONCRETE:SUPPLY AND PLACE IN TRENCH | LM | 43.45 | 773674
JW Rates | Foundations - Subcontract | 49303 | CONCRETE:SUPPLY AND PLACE IN BEDS | CM | 244.09 | 773675
JW Rates | Foundations - Subcontract | 49305 | CONCRETE:SUPPLY AND PLACE IN MASS FOUNDATION | CM | 234.83 | 773676
JW Rates | Foundations - Subcontract | 49307 | CONCRETE:SUPPLY AND PLACE IN CAVITY | SM | 16.53 | 773677
JW Rates | Foundations - Subcontract | 49401 | MEMBRANE:LAY POLYTHENE | SM | 6.93 | 773678
JW Rates | Foundations - Subcontract | 49403 | REINFORCEMENT:LAY A393 MESH | SM | 23.78 | 773679
JW Rates | Foundations - Subcontract | 49405 | REINFORCEMENT:LAY MESH | SM | 11.65 | 773680
JW Rates | Foundations - Subcontract | 49407 | DUCT:FORM IN SURFACE OF CONCRETE BED | LM | 29.69 | 773681
JW Rates | Groundworks - 480 | 70101 | SHED:INSTALL PROPRIETARY STORAGE INCLUDING SLAB | IT | 1053.72 | 773682
JW Rates | Groundworks - 360 | 70102 | SHED:INSTALL PROPRIETARY STORAGE EXCLUDING SLAB | IT | 730.56 | 773683
JW Rates | Groundworks - 120 | 70105 | SHED DOOR:RENEW L AND B DOOR | NO | 206.74 | 773684
JW Rates | Groundworks - 135 | 70107 | SHED DOOR:RENEW F L AND B DOOR | NO | 232.31 | 773685
JW Rates | Groundworks - 240 | 70108 | SHED DOOR:RENEW COMPOSITE L AND B DOOR AND FRAME | NO | 565.3 | 773686
JW Rates | Groundworks - 35 | 70109 | SHED LOCK:RENEW COMPLETE | NO | 45.65 | 773687
JW Rates | Groundworks - 10 | 70111 | SHED DOOR:RENEW OR FIX NEW PADLOCK | NO | 25.28 | 773688
JW Rates | Groundworks - 35 | 70113 | SHED DOOR:RENEW WITH HASP AND STAPLE | NO | 27.87 | 773689
JW Rates | Groundworks - 32 | 70115 | SHED DOOR:RENEW HASP AND PADLOCK | NO | 45.11 | 773690
JW Rates | Groundworks - 60 | 80001 | COAL BUNKER:REMOVE EXISTING PROPRIETARY | NO | 75.04 | 773691
JW Rates | Groundworks - TBC | 80002 | COAL BUNKER:DEMOLISH EXISTING BRICK AND CONCRETE | NO | 75.04 | 773692
JW Rates | Groundworks - 15 | 80003 | COAL BUNKER:RENEW WOODEN TOP | NO | 46.88 | 773693
JW Rates | Groundworks - 15 | 80005 | COAL BUNKER:RENEW CONCRETE TOP | NO | 92 | 773694
JW Rates | Groundworks - TBC | 80007 | COAL BUNKER:FIX NEW TO EXISTING BASE | NO | 437.66 | 773695
JW Rates | Groundworks - 90 | 80009 | COAL BUNKER:PREPARE BASE | NO | 114 | 773696
JW Rates | Groundworks - 30 | 80010 | COAL BUNKER:FIX NEW 5 CWT PLASTIC TO EXISTING BASE | NO | 283.24 | 773697
JW Rates | Groundworks - 30 | 80012 | COAL BUNKER:FIX NEW 10 CWT PLASTIC EXISTING BASE | NO | 329.85 | 773698
JW Rates | Groundworks - 30 | 80101 | WHEELIE BIN:RENEW DOMESTIC 240L | NO | 73.44 | 773699
JW Rates | Groundworks - 60 | 80103 | WHEELIE BIN:RENEW 1100L | NO | 300.35 | 773700
JW Rates | Groundworks - 30 | 80105 | WHEELIE BIN:RENEW LID | NO | 62.92 | 773701
JW Rates | Groundworks - 40 | 80107 | WHEELIE BIN:RENEW WHEEL | NO | 52.9 | 773702
JW Rates | Groundworks - 30 | 80153 | WHEELIE BIN:RENEW 240L GREEN | NO | 73.44 | 773703
JW Rates | Groundworks - 60 | 80155 | WHEELIE BIN:FULL SET 1 X 240L GREY AND 3 X RECYCLE | IT | 111.9 | 773704
JW Rates | Groundworks - 30 | 80157 | EURO BIN:RENEW 360L | NO | 78.1 | 773705
JW Rates | Groundworks - 30 | 80159 | EURO BIN:RENEW 770L | NO | 286.67 | 773706
JW Rates | Groundworks - 30 | 80161 | EURO BIN:RENEW 820L | NO | 286.67 | 773707
JW Rates | Groundworks - 60 | 80163 | EURO BIN:RENEW 1100L | NO | 394.57 | 773708
JW Rates | Groundworks - 60 | 80165 | EURO BIN:RENEW 1280L | NO | 424.35 | 773709
JW Rates | Groundworks - 30 | 80167 | RECYCLE BOX:RECYCLE BOX STANDARD WITH LID | NO | 25.17 | 773710
JW Rates | Groundworks - 30 | 98001 | CLIENT INSPECTION:GROUNDWORKS | IT | 18.53 | 773711
JW Rates | Fencing and Gates - 30 | 98003 | CLIENT INSPECTION:FENCING | IT | 18.53 | 773712
JW Rates | Drainage - 30 | 98005 | CLIENT INSPECTION:DRAINAGE | IT | 18.53 | 773713
JW Rates | Brickwork - Subcontract | 101101 | WALL:DEMOLISH EXTERNAL 1/2B WALL | SM | 34.28 | 773714
JW Rates | Brickwork - Subcontract | 101103 | WALL:DEMOLISH EXTERNAL 1B WALL | SM | 59.73 | 773715
JW Rates | Brickwork - Subcontract | 101105 | WALL:DEMOLISH EXTERNAL 1-1/2B WALL | SM | 95.69 | 773716
JW Rates | Brickwork - Subcontract | 101107 | WALL:DEMOLISH EXTERNAL CAVITY WALL | SM | 56.37 | 773717
JW Rates | Brickwork - Subcontract | 101109 | WALL:DEMOLISH EXTERNAL BLOCKWORK NE 100MM | SM | 25.17 | 773718
JW Rates | Brickwork - Subcontract | 101111 | WALL:DEMOLISH EXTERNAL BLOCKWORK NE 225MM | SM | 47.39 | 773719
JW Rates | Brickwork - Subcontract | 101121 | WALL:DEMOLISH PLASTERED 1/2B WALL | SM | 51.57 | 773720
JW Rates | Brickwork - Subcontract | 101123 | WALL:DEMOLISH PLASTERED 1B WALL | SM | 82.8 | 773721
JW Rates | Brickwork - Subcontract | 101301 | WALL:BUILD 1/2B WALL IN COMMONS | SM | 126.91 | 773722
JW Rates | Brickwork - Subcontract | 101303 | WALL:BUILD 1B WALL IN COMMONS | SM | 227.94 | 773723
JW Rates | Brickwork - Subcontract | 101305 | WALL:BUILD 1-1/2B WALL IN COMMONS | SM | 328.82 | 773724
JW Rates | Brickwork - Subcontract | 101307 | WALL:BUILD CAVITY WALL IN COMMONS | SM | 242.69 | 773725
JW Rates | Brickwork - Subcontract | 101308 | WALL:BUILD INSULATED CAVITY WALL IN COMMONS | SM | 256.46 | 773726
JW Rates | Brickwork - Subcontract | 101309 | WALL:BUILD 1/2B WALL IN FACINGS | SM | 185.76 | 773727
JW Rates | Brickwork - Subcontract | 101311 | WALL:BUILD 1B WALL IN FACINGS | SM | 342.54 | 773728
JW Rates | Brickwork - Subcontract | 101313 | WALL:BUILD CAVITY WALL IN FACINGS | SM | 348.03 | 773729
JW Rates | Brickwork - Subcontract | 101317 | WALL:BUILD NE 100MM BLOCK WALL | SM | 62.87 | 773730
JW Rates | Brickwork - Subcontract | 101319 | WALL:BUILD 225MM BLOCK WALL | SM | 119.62 | 773731
JW Rates | Brickwork - Subcontract | 101501 | WALL:REBUILD 1/2B WALL IN COMMONS | SM | 145.44 | 773732
JW Rates | Brickwork - Subcontract | 101503 | WALL:REBUILD 1B WALL IN COMMONS | SM | 261.91 | 773733
JW Rates | Brickwork - Subcontract | 101505 | WALL:REBUILD 1/2B WALL IN FACINGS | SM | 207.37 | 773734
JW Rates | Brickwork - Subcontract | 101507 | WALL:REBUILD 1B WALL IN FACINGS | SM | 373.42 | 773735
JW Rates | Brickwork - Subcontract | 101511 | WALL:REBUILD NE 100MM BLOCK WALL | SM | 72.13 | 773736
JW Rates | Brickwork - Subcontract | 101513 | WALL:REBUILD 225MM BLOCK WALL | SM | 128.88 | 773737
JW Rates | Brickwork - Subcontract | 101515 | FIREWALL:REBUILD 1B WALL IN COMMONS | SM | 305.14 | 773738
JW Rates | Brickwork - Subcontract | 101517 | CHIMNEY BREAST:REBUILD IN ROOF SPACE | SM | 305.14 | 773739
JW Rates | Specialist Treatments - Subcontract | 101601 | WALLS:REBUILD SLEEPER WALLS | LM | 37.02 | 773740
JW Rates | Specialist Treatments - Subcontract | 101603 | WALLS:BUILD PIERS FOR WALL PLATE | NO | 36.06 | 773741
JW Rates | Brickwork - Subcontract | 101701 | PIER:REBUILD 1B WIDE ATTACHED IN COMMONS | LM | 52.65 | 773742
JW Rates | Brickwork - Subcontract | 101703 | PIER:REBUILD 1B ISOLATED IN COMMONS | LM | 151.44 | 773743
JW Rates | Brickwork - Subcontract | 101705 | PIER:REBUILD 1-1/2B WIDE ATTACHED IN COMMONS | LM | 88.7 | 773744
JW Rates | Brickwork - Subcontract | 101707 | PIER:REBUILD 1-1/2B ISOLATED IN COMMONS | LM | 216.46 | 773745
JW Rates | Brickwork - Subcontract | 101709 | PIER:REBUILD 1B WIDE ATTACHED IN FACINGS | LM | 77.8 | 773746
JW Rates | Brickwork - Subcontract | 101711 | PIER:REBUILD 1B ISOLATED IN FACINGS | LM | 179.69 | 773747
JW Rates | Brickwork - Subcontract | 101713 | PIER:REBUILD 1-1/2B WIDE ATTACHED IN FACINGS | LM | 125.19 | 773748
JW Rates | Brickwork - Subcontract | 101715 | PIER:REBUILD 1-1/2B ISOLATED IN FACINGS | LM | 273.41 | 773749
JW Rates | Brickwork - Subcontract | 101901 | WALL:REPAIR FRACTURE | LM | 94.74 | 773750
JW Rates | Brickwork - Subcontract | 101903 | WALL:REPAIR SMALL PATCH IN COMMONS | IT | 41.18 | 773751
JW Rates | Brickwork - Subcontract | 101905 | WALL:REPAIR LARGE PATCH IN COMMONS | IT | 216.46 | 773752
JW Rates | Brickwork - Subcontract | 101907 | WALL:REPAIR SMALL PATCH IN FACINGS | IT | 50.17 | 773753
JW Rates | Brickwork - Subcontract | 101909 | WALL:REPAIR LARGE PATCH IN FACINGS | IT | 304.04 | 773754
JW Rates | Brickwork - Subcontract | 101911 | WALL:RENEW INDIVIDUAL 100MM BLOCK | NO | 10.97 | 773755
JW Rates | Brickwork - Subcontract | 101913 | WALL:RENEW SUBSEQUENT 100MM BLOCKS | NO | 7.89 | 773756
JW Rates | Brickwork - Subcontract | 101915 | WALL:RENEW INDIVIDUAL 225MM BLOCK | NO | 20.25 | 773757
JW Rates | Brickwork - Subcontract | 101917 | WALL:RENEW SUBSEQUENT 225MM BLOCKS | NO | 17.16 | 773758
JW Rates | Brickwork - Subcontract | 102103 | WALL:RAKE OUT AND REPOINT BRICKWORK | SM | 38.79 | 773759
JW Rates | Brickwork - Subcontract | 102105 | WALL:RAKE OUT AND REPOINT JOINT OF BRICKWORK | LM | 5.12 | 773760
JW Rates | Brickwork - Subcontract | 102107 | WALL:RAKE OUT AND REPOINT EXPANSION JOINT | LM | 11.8 | 773761
JW Rates | Masonry - Subcontract | 102201 | STONE:REBUILD WALL NE 300MM NS IRREGULAR COURSES | SM | 329.29 | 773762
JW Rates | Masonry - Subcontract | 102203 | STONE:REBUILD WALL OVER 300MM NS IRREGULAR | SM | 414.26 | 773763
JW Rates | Masonry - Subcontract | 102205 | STONE:REBUILD WALL NE 300MM NS REGULAR COURSES | SM | 387.96 | 773764
JW Rates | Masonry - Subcontract | 102207 | STONE:REBUILD WALL OVER 300MM NS REGULAR COURSES | SM | 488.37 | 773765
JW Rates | Masonry - Subcontract | 102211 | STONE:REBUILD WALL NE 300MM RS IRREGULAR COURSES | SM | 249.71 | 773766
JW Rates | Masonry - Subcontract | 102213 | STONE:REBUILD WALL OVER 300MM RS IRREGULAR | SM | 317.38 | 773767
JW Rates | Masonry - Subcontract | 102215 | STONE:REBUILD WALL NE 300MM RS REGULAR COURSES | SM | 289.84 | 773768
JW Rates | Masonry - Subcontract | 102217 | STONE:REBUILD WALL OVER 300MM RS REGULAR COURSES | SM | 366.79 | 773769
JW Rates | Masonry - Subcontract | 102219 | STONE:REBUILD WALL CAVITY SKIN RS REGULAR COURSES | SM | 263.91 | 773770
JW Rates | Masonry - Subcontract | 102221 | STONE:REBUILD WALL CAVITY SKIN RS IRREGULAR | SM | 218.11 | 773771
JW Rates | Masonry - Subcontract | 102223 | WALL:RAKE OUT AND REPOINT STONEWORK | SM | 38.63 | 773772
JW Rates | Masonry - Subcontract | 102225 | WALL:RAKE OUT REPOINT AND RESET STONEWORK | SM | 165.84 | 773773
JW Rates | Brickwork - Subcontract | 102301 | TELL TALE:BED IN GLASS TELL TALE | NO | 19.27 | 773774
JW Rates | Brickwork - Subcontract | 102503 | WALL:CLEAR CAVITY AREAS NE 1.0SM | IT | 99.89 | 773775
JW Rates | Brickwork - Subcontract | 102505 | WALL:CLEAR CAVITY AREA DEFECTIVE INSULATION NE 1SM | IT | 109.15 | 773776
JW Rates | Brickwork - Subcontract | 102719 | HOLE:MAKE GOOD HOLE ANY DIAMETER | NO | 10.15 | 773777
JW Rates | Brickwork - Subcontract | 102721 | HOLE:HOLE FOR CAVITY INSPECTION | NO | 5.53 | 773778
JW Rates | Brickwork - Subcontract | 102723 | HOLE:CAVITY WALL INSPECTION 1 | NO | 102.37 | 773779
JW Rates | Brickwork - Subcontract | 102725 | HOLE:CAVITY WALL INSPECTION 2-5 | NO | 169.79 | 773780
JW Rates | Brickwork - Subcontract | 102727 | HOLE:CAVITY WALL INSPECTION 6-10 | NO | 340.48 | 773781
JW Rates | Brickwork - Subcontract | 102729 | HOLE:CAVITY WALL INSPECTION 11+ | NO | 552.65 | 773782
JW Rates | Brickwork - 100 | 102731 | OPENING:FORM IN 1/2B INTERNAL WALL FOR DOOR | IT | 267.16 | 773783
JW Rates | Brickwork - 390 | 102733 | OPENING:FORM IN 1B INTERNAL WALL FOR DOOR | IT | 355.12 | 773784
JW Rates | Brickwork - 180 | 102740 | OPENING:CONVERT OR EXTEND DOOR IN 100MM BLOCK | IT | 164.26 | 773785
JW Rates | Brickwork - 330 | 102741 | OPENING:BUILD UP INTERNAL IN 100MM BLOCKS | IT | 261.42 | 773786
JW Rates | Brickwork - 400 | 102743 | OPENING:BUILD UP INTERNAL IN COMMONS 1/2B THICK | IT | 388.37 | 773787
JW Rates | Brickwork - 570 | 102745 | OPENING:BUILD UP INTERNAL IN COMMONS 1B THICK | IT | 608.49 | 773788
JW Rates | Brickwork - 300 | 102751 | OPENING:FORM DOOR IN EXTERNAL WALL | SM | 281.98 | 773789
JW Rates | Brickwork - 310 | 102753 | OPENING:FORM WINDOW IN EXTERNAL WALL | SM | 338.61 | 773790
JW Rates | Brickwork - Subcontract | 102761 | OPENING:ENLARGE EXISTING WINDOW | SM | 289.8 | 773791
JW Rates | Brickwork - Subcontract | 102763 | OPENING:ADAPT EXTERNAL DOOR TO WINDOW | IT | 301.24 | 773792
JW Rates | Brickwork - Subcontract | 102765 | OPENING:CONVERT OR EXTEND DOOR INTO WINDOW | SM | 359.65 | 773793
JW Rates | Brickwork - Subcontract | 102771 | OPENING:BUILD UP EXTERNAL IN COMMONS | SM | 244.57 | 773794
JW Rates | Brickwork - Subcontract | 102773 | OPENING:BUILD UP EXTERNAL IN FACINGS | SM | 282.53 | 773795
JW Rates | Brickwork - Subcontract | 102901 | LINTEL:RENEW PCC LINTEL 100X150 | LM | 146.86 | 773796
JW Rates | Brickwork - Subcontract | 102905 | LINTEL:RENEW WITH CATNIC NE 2.5M LONG | NO | 319.65 | 773797
JW Rates | Brickwork - Subcontract | 102907 | ARCH:RENEW BRICK ON EDGE | LM | 101.4 | 773798
JW Rates | Brickwork - Subcontract | 102911 | ARCH:RENEW BRICK ON END | LM | 107.56 | 773799
JW Rates | Brickwork - Subcontract | 103101 | CILL:RENEW SINGLE QUARRY TILE | NO | 16.7 | 773800
JW Rates | Brickwork - Subcontract | 103103 | CILL:RENEW WITH 2 COURSE QUARRY TILES | LM | 69.09 | 773801
JW Rates | Brickwork - Subcontract | 103105 | CILL:MAKE GOOD DAMAGED CONCRETE CILL | NO | 78.35 | 773802
JW Rates | Brickwork - Subcontract | 103107 | CILL:RENEW PCC CILL | LM | 85.88 | 773803
JW Rates | Brickwork - Subcontract | 103109 | CILL:REBED INDIVIDUAL BRICK TO CILL | NO | 5.73 | 773804
JW Rates | Brickwork - Subcontract | 103111 | CILL:REBED BRICK ON EDGE CILL | LM | 41.18 | 773805
JW Rates | Brickwork - Subcontract | 103113 | CILL:RENEW BRICK ON EDGE CILL | LM | 72.04 | 773806
JW Rates | Brickwork - Subcontract | 103115 | CILL:REBED BRICK ON END CILL | LM | 38.1 | 773807
JW Rates | Brickwork - Subcontract | 103117 | CILL:RENEW BRICK ON END CILL | LM | 68.96 | 773808
JW Rates | Brickwork - Subcontract | 103119 | THRESHOLD:RENEW WITH PCC | NO | 98.58 | 773809
JW Rates | Brickwork - Subcontract | 103121 | THRESHOLD:RENEW WITH INSITU CONCRETE | NO | 107.27 | 773810
JW Rates | Brickwork - Subcontract | 103301 | COPING:RENEW ISOLATED BRICK ON EDGE | NO | 7.27 | 773811
JW Rates | Brickwork - Subcontract | 103302 | COPING:RENEW BRICK ON EDGE | LM | 51.41 | 773812
JW Rates | Brickwork - Subcontract | 103303 | COPING:REBED BRICK ON EDGE COPING | LM | 41.18 | 773813
JW Rates | Brickwork - Subcontract | 103305 | COPING:LAY NEW BRICK ON EDGE COPING | LM | 52.36 | 773814
JW Rates | Brickwork - Subcontract | 103306 | COPING:LAY NEW BRICK ON END COPING | LM | 55.11 | 773815
JW Rates | Brickwork - Subcontract | 103307 | COPING:REBED PCC COPING | LM | 11.63 | 773816
JW Rates | Brickwork - Subcontract | 103311 | COPING:LAY NEW PCC COPING | LM | 27.71 | 773817
JW Rates | Brickwork - Subcontract | 103312 | COPING:RENEW PCC COPING TO MATCH | LM | 29.55 | 773818
JW Rates | Brickwork - Subcontract | 103315 | COPING:RENEW TILE CREASING | LM | 16.3 | 773819
JW Rates | Brickwork - Subcontract | 103317 | COPING:RENEW 2 ROW TILE CREASING | LM | 35.68 | 773820
JW Rates | Brickwork - Subcontract | 110001 | DPC:INSTALL NEW CAVITY TRAY DPC | LM | 71.06 | 773821
JW Rates | Brickwork - Subcontract | 110003 | DPC:INSTALL PROPRIETARY CAVITY TRAY DPC | LM | 109.59 | 773822
JW Rates | Brickwork - Subcontract | 110005 | WALL 11.5CM:INSERT DPC EXTERNAL | LM | 54.99 | 773823
JW Rates | Brickwork - Subcontract | 110007 | WALL 11.5CM:INSERT DPC INTERNAL | LM | 56.36 | 773824
JW Rates | Specialist Treatments - Subcontract | 112001 | WALL 225MM:CHEMICAL INJECTION EXTERNAL DPC | LM | 120.68 | 773825
JW Rates | Specialist Treatments - Subcontract | 112003 | WALL 338MM:CHEMICAL INJECTION EXTERNAL DPC | LM | 169.75 | 773826
JW Rates | Specialist Treatments - Subcontract | 112005 | WALL 450MM:CHEMICAL INJECTION EXTERNAL DPC | LM | 229.39 | 773827
JW Rates | Specialist Treatments - Subcontract | 112007 | WALL 563MM:CHEMICAL INJECTION EXTERNAL DPC | LM | 281.89 | 773828
JW Rates | Specialist Treatments - Subcontract | 112009 | WALL 113MM:CHEMICAL INJECTION INTERNAL DPC | LM | 68.23 | 773829
JW Rates | Specialist Treatments - Subcontract | 112011 | WALL 225MM:CHEMICAL INJECTION INTERNAL DPC | LM | 120.68 | 773830
JW Rates | Specialist Treatments - Subcontract | 112013 | WALL CAVITY:CHEMICAL INJECT INTERNAL DPC | LM | 68.23 | 773831
JW Rates | Specialist Treatments - Subcontract | 112015 | WALL 338MM:CHEMICAL INJECTION INTERNAL DPC | LM | 160.49 | 773832
JW Rates | Specialist Treatments - Subcontract | 112018 | WALL CAVITY:CHEMICAL INJECT 2 SKINS DPC | LM | 147.58 | 773833
JW Rates | Specialist Treatments - Subcontract | 112020 | DWELLING:CHEMICAL DPC INJECT SURVEY | IT | 222.01 | 773834
JW Rates | Specialist Treatments - Subcontract | 112022 | DWELLING:ROT ERADICATION SURVEY | IT | 111 | 773835
JW Rates | Specialist Treatments - Subcontract | 112024 | DWELLING:DAMP SURVEY | IT | 80.17 | 773836
JW Rates | Specialist Treatments - Subcontract | 112026 | DWELLING:FUNGUS/INFESTATION ERADICATION SURVEY | IT | 111 | 773837
JW Rates | Specialist Treatments - Subcontract | 113001 | WALL:IRRIGATE WITH FUNGICIDE | SM | 18.71 | 773838
JW Rates | Brickwork - Subcontract | 114001 | WALL OR CEILING:APPLY ANTI-FUNGICIDE | SM | 3.52 | 773839
JW Rates | Specialist Treatments - Subcontract | 114101 | FLOORING:RENEW ASPHALT NE 1SM IN PATCH | IT | 136.54 | 773840
JW Rates | Specialist Treatments - Subcontract | 114103 | FLOORING:RENEW ASPHALT OVER 1SM | SM | 108.16 | 773841
JW Rates | Brickwork - 25 | 115001 | AIRBRICK:RENEW WITH PVC | NO | 24.2 | 773842
JW Rates | Brickwork - 100 | 115003 | AIRBRICK:INSTALL NEW PVC VENT | NO | 88.1 | 773843
JW Rates | Brickwork - 25 | 115005 | AIRBRICK:RENEW CLAY OR CONCRETE VENT | NO | 29.31 | 773844
JW Rates | Brickwork - 100 | 115007 | AIRBRICK:INSTALL NEW CLAY OR CONCRETE VENT | NO | 93.23 | 773845
JW Rates | Brickwork - 25 | 115009 | AIRBRICK:REBED LOOSE VENT | NO | 15.61 | 773846
JW Rates | Brickwork - 22 | 115010 | AIR BRICK OR VENT:BRICK UP OPENING | NO | 19.53 | 773847
JW Rates | Brickwork - 15 | 115011 | VENTILATOR:RENEW PVC OR ALUMINIUM | NO | 16.45 | 773848
JW Rates | Brickwork - 90 | 115012 | VENT:INSTALL PROPRIETARY VENT KIT | NO | 123.1 | 773849
JW Rates | Brickwork - 90 | 115014 | VENT:INSTALL TUMBLE VENT KIT | NO | 92.82 | 773850
JW Rates | Brickwork - Subcontract | 120001 | CHIMNEY:REBUILD 4 COURSE 1 FLUE | IT | 248.6 | 773851
JW Rates | Brickwork - Subcontract | 120003 | CHIMNEY:REBUILD 1 COURSE 1 FLUE | IT | 38.77 | 773852
JW Rates | Brickwork - Subcontract | 120005 | CHIMNEY:REBUILD 4 COURSE 2 FLUE | IT | 451.62 | 773853
JW Rates | Brickwork - Subcontract | 120007 | CHIMNEY:REBUILD 1 COURSE 2 FLUE | IT | 76.78 | 773854
JW Rates | Brickwork - Subcontract | 120009 | CHIMNEY:REBUILD 4 COURSE 4 FLUE | IT | 752.5 | 773855
JW Rates | Brickwork - Subcontract | 120011 | CHIMNEY:REBUILD 1 COURSE 4 FLUE | IT | 129.84 | 773856
JW Rates | Brickwork - Subcontract | 120013 | CHIMNEY:REBUILD 4 COURSE 6 FLUE | IT | 1163.57 | 773857
JW Rates | Brickwork - Subcontract | 120015 | CHIMNEY:REBUILD 1 COURSE 6 FLUE | IT | 175.97 | 773858
JW Rates | Brickwork - Subcontract | 120017 | CHIMNEY:REBUILD 4 COURSE 8 FLUE | IT | 1540.47 | 773859
JW Rates | Brickwork - Subcontract | 120019 | CHIMNEY:REBUILD 1 COURSE 8 FLUE | IT | 220.14 | 773860
JW Rates | Brickwork - Subcontract | 120021 | CHIMNEY:DEMOLISH STACK AND MAKE GOOD ROOF | IT | 666.03 | 773861
JW Rates | Brickwork - Subcontract | 120023 | CHIMNEY:SEAL FLUE | IT | 156.23 | 773862
JW Rates | Brickwork - Subcontract | 120025 | CHIMNEY:RENEW FACING BRICKS NE 6NO | NO | 11.54 | 773863
JW Rates | Brickwork - Subcontract | 120027 | CHIMNEY:RENEW BRICKS NE 0.50SM | NO | 212.81 | 773864
JW Rates | Brickwork - Subcontract | 120029 | CHIMNEY:RAKE OUT AND REPOINT STACK | SM | 69.36 | 773865
JW Rates | Brickwork - Subcontract | 120031 | CHIMNEY:RENEW TWO COAT RENDER TO STACK | SM | 102.27 | 773866
JW Rates | Brickwork - Subcontract | 125001 | CHIMNEY:BALL FLUE AND CLEAR OBSTRUCTION | IT | 51.25 | 773867
JW Rates | Brickwork - Subcontract | 125003 | CHIMNEY:BALL FLUE REMOVE COWL | IT | 73.89 | 773868
JW Rates | Brickwork - Subcontract | 125005 | CHIMNEY:CLEAR BLOCKED FLUE IN ROOF | IT | 238.61 | 773869
JW Rates | Brickwork - Subcontract | 125007 | CHIMNEY:CLEAR BLOCK FLUE IN BREAST | IT | 272.05 | 773870
JW Rates | Brickwork - Subcontract | 125010 | CHIMNEY:SWEEP FLUE - REGISTERED | IT | 118.14 | 773871
JW Rates | Brickwork - Subcontract | 125011 | CHIMNEY:SMOKE TEST AND REPORT | IT | 33.19 | 773872
JW Rates | Brickwork - Subcontract | 125013 | FLUE:CCTV SURVEY | IT | 193.64 | 773873
JW Rates | Brickwork - Subcontract | 130003 | CHIMNEY:RENEW POT NE 900MM HIGH | NO | 164.73 | 773874
JW Rates | Brickwork - Subcontract | 130007 | CHIMNEY:RENEW MARCONE NE 990MM | NO | 299 | 773875
JW Rates | Brickwork - Subcontract | 130009 | CHIMNEY:REBED POT | NO | 45.83 | 773876
JW Rates | Brickwork - Subcontract | 130011 | CHIMNEY:INSTALL COLT COWL | NO | 130.92 | 773877
JW Rates | Brickwork - Subcontract | 130013 | CHIMNEY:INSTALL AEROCOWL TO POT | NO | 159.02 | 773878
JW Rates | Brickwork - Subcontract | 130015 | CHIMNEY:450MM VENTED CAP TO POT | NO | 47.52 | 773879
JW Rates | Brickwork - Subcontract | 130017 | CHIMNEY:RENEW GC GAS TERMINAL | NO | 116.56 | 773880
JW Rates | Brickwork - Subcontract | 130019 | CHIMNEY:RENEW GALVANISED WIRE BIRDCAGE | NO | 57.57 | 773881
JW Rates | Brickwork - Subcontract | 135001 | METER CUPBOARD:PROPRIETARY RENEW OR SUPPLY NEW | NO | 90.97 | 773882
JW Rates | Brickwork - Subcontract | 135002 | METER CUPBOARD:PM RENEW OR SUPPLY NEW | NO | 157.71 | 773883
JW Rates | Brickwork - Subcontract | 135003 | METER CUPBOARD:RENEW PROPRIETARY DOOR | NO | 64.7 | 773884
JW Rates | Brickwork - Subcontract | 135004 | METER CUPBOARD:RENEW PM TIMBER DOOR | NO | 81.3 | 773885
JW Rates | Brickwork - Subcontract | 135005 | METER CUPBOARD:RENEW METAL DOOR AND FRAME | NO | 45.11 | 773886
JW Rates | Brickwork - Subcontract | 140001 | FIREPLACE:RENEW COMPLETE | NO | 830.65 | 773887
JW Rates | Brickwork - Subcontract | 140002 | FIRE:RENEW COMPLETE | NO | 781.15 | 773888
JW Rates | Brickwork - Subcontract | 140003 | FIRE:RENEW SURROUND | NO | 289.55 | 773889
JW Rates | Brickwork - Subcontract | 140005 | FIRE:RENEW SURROUND AND HEARTH | NO | 498.74 | 773890
JW Rates | Brickwork - Subcontract | 140007 | FIRE:RENEW HEARTH COMPLETE | NO | 243.71 | 773891
JW Rates | Brickwork - Subcontract | 140008 | FIRE:ADAPT FOR GAS | NO | 230.76 | 773892
JW Rates | Brickwork - Subcontract | 140009 | FIRE:REMOVE FIRE AND SEAL OPENING | IT | 180.12 | 773893
JW Rates | Brickwork - Subcontract | 140010 | FIRE:REMOVE REFIX FOR BACKBOILER RENEWAL | NO | 244.18 | 773894
JW Rates | Brickwork - Subcontract | 140011 | FIRE:RENEW LINTEL TO OPEN FIRE | IT | 58.96 | 773895
JW Rates | Brickwork - Subcontract | 140013 | FIRE:REPOINT TILES WITH FIRE CEMENT | IT | 11.27 | 773896
JW Rates | Brickwork - Subcontract | 140014 | FIRE:RENEW FIRECHEEK | IT | 50.37 | 773897
JW Rates | Brickwork - Subcontract | 140015 | FIRE:RENEW FIRECHEEKS | IT | 88.45 | 773898
JW Rates | Brickwork - Subcontract | 140017 | FIRE:RENEW FIRECHEEKS AND ASH PIT | IT | 120.5 | 773899
JW Rates | Brickwork - Subcontract | 140019 | FIRE:CLEAN AND RESET DAMPER | NO | 9.71 | 773900
JW Rates | Brickwork - Subcontract | 140021 | FIRE:RENEW STANDARD SIZE CANOPY | NO | 51.19 | 773901
JW Rates | Brickwork - Subcontract | 140023 | FIRE:RENEW ALL NIGHT BURNER GRATE | IT | 74.74 | 773902
JW Rates | Brickwork - Subcontract | 140025 | FIRE:RENEW OR REFIX SINGLE GLAZED TILE | NO | 8.77 | 773903
JW Rates | Brickwork - Subcontract | 140027 | FIRE:RENEW GLAZED TILES | SM | 236.73 | 773904
JW Rates | Brickwork - Subcontract | 140028 | FIRE:OVERHAUL DEFECTIVE SOLID FUEL APPLIANCE | NO | 72.45 | 773905
JW Rates | Brickwork - Subcontract | 140029 | FIRE:RENEW FIRE BASKET | NO | 48.12 | 773906
JW Rates | Brickwork - Subcontract | 140031 | FIRE:RENEW FIRE FRET | NO | 39.11 | 773907
JW Rates | Brickwork - Subcontract | 140032 | FIRE:RENEW FIRE BASE | NO | 200.48 | 773908
JW Rates | Brickwork - Subcontract | 140033 | FIRE:SUPPLY SET OF TOOLS | NO | 69.42 | 773909
JW Rates | Brickwork - Subcontract | 140035 | FIRE:RENEW BOTTOM GRATE | NO | 98.22 | 773910
JW Rates | Brickwork - Subcontract | 140036 | FIRE:RENEW BOTTOM BARS | NO | 66.02 | 773911
JW Rates | Brickwork - Subcontract | 140037 | FIRE:REFIX ALL NIGHT BURNER | NO | 41.28 | 773912
JW Rates | Brickwork - Subcontract | 140038 | FIRE:RENEW FIRE BRICKS | IT | 59.77 | 773913
JW Rates | Brickwork - Subcontract | 140039 | FIRE:RENEW GLASS | IT | 70.22 | 773914
JW Rates | Brickwork - Subcontract | 140041 | FIRE:RENEW GLASS SET | IT | 85.75 | 773915
JW Rates | Brickwork - Subcontract | 140043 | FIRE:REFLAUNCH FLUE | IT | 31.81 | 773916
JW Rates | Brickwork - Subcontract | 140045 | FIRE:REPAIR CRACKS TO FIREBRICK | IT | 20.53 | 773917
JW Rates | Brickwork - Subcontract | 140047 | FIRE:REBED TILED HEARTH | IT | 39.4 | 773918
JW Rates | Brickwork - Subcontract | 140049 | FIRE:REFIX FIRE SURROUND | IT | 60.04 | 773919
JW Rates | Brickwork - Subcontract | 140050 | FIRE:REMOVE FIRE AND BACKBOILER | IT | 311.96 | 773920
JW Rates | Brickwork - Subcontract | 140051 | FIRE:RENEW FIREBACK | IT | 158.33 | 773921
JW Rates | Brickwork - Subcontract | 140053 | FIRE:RENEW ADJUSTABLE THROAT UNIT | IT | 189.41 | 773922
JW Rates | Brickwork - Subcontract | 140055 | FIRE:RENEW ASBESTOS TYPE ROPE | IT | 32.65 | 773923
JW Rates | Brickwork - Subcontract | 140057 | FIRE:REFIX ASBESTOS TYPE ROPE | IT | 18.94 | 773924
JW Rates | Brickwork - 645 | 145001 | COOKER:REMOVE SOLID FUEL COOKER COMPLETE | IT | 527.63 | 773925
JW Rates | Brickwork - 80 | 146001 | SURFACES:REPAIR CRACKS, CONCRETE NE 5MM | SM | 90.36 | 773926
JW Rates | Brickwork - 18 | 146003 | LINTELS:REPAIR CRACKS, CONCRETE NE 5MM | LM | 20.38 | 773927
JW Rates | Brickwork - 18 | 146005 | CILLS:REPAIR CRACKS, CONCRETE NE 5MM | LM | 20.38 | 773928
JW Rates | Brickwork - 109 | 146007 | CONCRETE SURFACES:REPAIR CRACKS, SPALLS NE 10MM | SM | 169.72 | 773929
JW Rates | Brickwork - 23 | 146008 | CONCRETE LINTELS:REPAIR CRACKS, SPALLS NE 10MM | LM | 37.23 | 773930
JW Rates | Brickwork - 23 | 146009 | CONCRETE CILLS:REPAIR CRACKS, SPALLS NE 10MM | LM | 37.23 | 773931
JW Rates | Brickwork - 136 | 146011 | SURFACES:REPAIR CRACKS, CONCRETE NE 15MM | SM | 254.38 | 773932
JW Rates | Brickwork - 27 | 146013 | LINTELS:REPAIR CRACKS, CONCRETE NE 15MM | LM | 55.11 | 773933
JW Rates | Brickwork - 27 | 146015 | CILLS:REPAIR CRACKS, CONCRETE NE 15MM | LM | 55.11 | 773934
JW Rates | Masonry - 90 | 146101 | STONE SURFACES:REPAIR CRACKS STONEWORK NE 5MM | SM | 96.55 | 773935
JW Rates | Masonry - 20 | 146103 | LINTELS/CILLS:REPAIR CRACKS STONEWORK NE 5MM | LM | 21.62 | 773936
JW Rates | Masonry - 120 | 146107 | STONE SURFACES:REPAIR CRACKS, SPALLS NE 10MM | SM | 176.52 | 773937
JW Rates | Masonry - 25 | 146109 | LINTELS/CILLS:REPAIR CRACKS STONEWORK NE 10MM | LM | 38.47 | 773938
JW Rates | Masonry - 150 | 146113 | STONE SURFACES:REPAIR CRACKS STONEWORK NE 15MM | SM | 263.03 | 773939
JW Rates | Masonry - 30 | 146115 | LINTELS/CILLS:REPAIR CRACKS STONEWORK NE 15MM | LM | 56.96 | 773940
JW Rates | Masonry - 0 | 146201 | STONE WALLS:CHEMICAL CLEAN | SM | 12.94 | 773941
JW Rates | Masonry - 0 | 146203 | STONE CILLS:CHEMICAL CLEAN | LM | 4.32 | 773942
JW Rates | Masonry - 0 | 146205 | STONE WALLS:GRIT BLAST | SM | 15.42 | 773943
JW Rates | Fire Stopping - Subcontract | 150251 | FIRESTOPPING:PROVIDE 50MM FIREBATT 4HR INTEGRITY | SM | 84.95 | 773944
JW Rates | Fire Stopping - Subcontract | 150253 | FIRESTOPPING:PROVIDE 100MM FIREBATT 4HR INTEGRITY | SM | 109.29 | 773945
JW Rates | Fire Stopping - Subcontract | 150261 | FIRESTOPPING:PROVIDE INTUM FR COLLAR TO 40MM PIPE | NO | 14.5 | 773946
JW Rates | Fire Stopping - Subcontract | 150263 | FIRESTOPPING:PROVIDE INTUM FR COLLAR TO 55MM PIPE | NO | 16.54 | 773947
JW Rates | Fire Stopping - Subcontract | 150265 | FIRESTOPPING:PROVIDE INTUM FR COLLAR TO 63MM PIPE | NO | 18.71 | 773948
JW Rates | Fire Stopping - Subcontract | 150267 | FIRESTOPPING:PROVIDE INTUM FR COLLAR TO 82MM PIPE | NO | 20.85 | 773949
JW Rates | Fire Stopping - Subcontract | 150269 | FIRESTOPPING:PROVIDE INTUM FR COLLAR 110MM PIPE | NO | 23.2 | 773950
JW Rates | Fire Stopping - Subcontract | 150271 | FIRESTOPPING:PROVIDE INTUM FR COLLAR 125MM PIPE | NO | 29.08 | 773951
JW Rates | Fire Stopping - Subcontract | 150273 | FIRESTOPPING:PROVIDE INTUM FR COLLAR 160MM PIPE | NO | 35.35 | 773952
JW Rates | Brickwork - 30 | 198001 | CLIENT INSPECTION:BRICKWORK AND STRUCTURE | IT | 18.53 | 773953
JW Rates | Brickwork - 60 | 199989 | WORKING IN CONFINED SPACES:ADDITIONAL LABOUR | HR | 37.05 | 773954
JW Rates | Roofing - Subcontract | 201101 | ROOF TILE:RENEW CONCRETE INTERLOCKING NE 5 NO | IT | 23.74 | 773955
JW Rates | Roofing - Subcontract | 201103 | ROOF TILE:RENEW CONCRETE INTERLOCKING OVER 5 NO | SM | 65.63 | 773956
JW Rates | Roofing - Subcontract | 201107 | ROOF TILE:REMOVE AND REFIX INTERLOCKING NE 5 NO | IT | 19.82 | 773957
JW Rates | Roofing - Subcontract | 201109 | ROOF TILE:REMOVE REFIX INTERLOCKING OVER 5 NO | SM | 49.62 | 773958
JW Rates | Roofing - Subcontract | 201113 | ROOF TILE:OVERHAUL INTERLOCKING ROOF COMPLETE | SM | 53.18 | 773959
JW Rates | Roofing - Subcontract | 201150 | ROOF COVERING:EXTRA TO RENEW FELT AND BATTENS | SM | 39.35 | 773960
JW Rates | Roofing - Subcontract | 201301 | ROOF TILE:RENEW PLAIN CONCRETE OR CLAY NE 10 NO | IT | 35.28 | 773961
JW Rates | Roofing - Subcontract | 201303 | ROOF TILE:RENEW PLAIN CONCRETE OR CLAY OVER 10 NO | SM | 180.39 | 773962
JW Rates | Roofing - Subcontract | 201307 | ROOF TILE:REMOVE AND REFIX PLAIN NE 10 NO | IT | 26.01 | 773963
JW Rates | Roofing - Subcontract | 201309 | ROOF TILE:REMOVE AND REFIX PLAIN OVER 10 NO | SM | 109.07 | 773964
JW Rates | Roofing - Subcontract | 201313 | ROOF TILE:OVERHAUL PLAIN TILE ROOF COMPLETE | SM | 53.18 | 773965
JW Rates | Roofing - Subcontract | 201501 | VERGE:RAKE OUT AND REPOINT IN MORTAR | LM | 45.04 | 773966
JW Rates | Roofing - Subcontract | 201503 | VERGE:RENEW TILE VERGE | LM | 57.1 | 773967
JW Rates | Roofing - Subcontract | 201505 | VERGE:REMOVE AND REFIX TILE | LM | 50.82 | 773968
JW Rates | Roofing - Subcontract | 201507 | VERGE:REMOVE AND REFIX TILE RENEW UNDERCLOAK | LM | 58.09 | 773969
JW Rates | Roofing - Subcontract | 201703 | RIDGE:RENEW BEDDED TILE | LM | 112.42 | 773970
JW Rates | Roofing - Subcontract | 201704 | HIP:RENEW BEDDED TILE | LM | 97.67 | 773971
JW Rates | Roofing - Subcontract | 201711 | RIDGE:RENEW MONO-PITCH TILES | LM | 170.33 | 773972
JW Rates | Roofing - Subcontract | 201712 | HIP:RENEW MONO-PITCH TILES | LM | 155.58 | 773973
JW Rates | Roofing - Subcontract | 201715 | RIDGE:REMOVE AND REFIX TILES | LM | 89.29 | 773974
JW Rates | Roofing - Subcontract | 201716 | HIP:REMOVE AND REFIX TILES | LM | 74.54 | 773975
JW Rates | Roofing - Subcontract | 201717 | RIDGE:RAKE OUT AND REPOINT TILES | LM | 69.01 | 773976
JW Rates | Roofing - Subcontract | 201718 | HIP OR VALLEY:RAKE OUT AND REPOINT TILES | LM | 64.09 | 773977
JW Rates | Roofing - Subcontract | 201719 | RIDGE:RENEW ANY TYPE GAS FLUE TERMINAL TILE | NO | 292.76 | 773978
JW Rates | Roofing - Subcontract | 201725 | HIP:RENEW BONNET HIP TILES | LM | 245.86 | 773979
JW Rates | Roofing - Subcontract | 201727 | HIP:RENEW GALVANISED HIP IRON | NO | 37.71 | 773980
JW Rates | Roofing - Subcontract | 201731 | VALLEY:RENEW VALLEY TILES | LM | 228.84 | 773981
JW Rates | Roofing - Subcontract | 201735 | VALLEY:RENEW TROUGH VALLEY TILES | LM | 243.28 | 773982
JW Rates | Roofing - Subcontract | 203101 | SLATE:RENEW FIBRE CEMENT NE 5 NO | IT | 40.33 | 773983
JW Rates | Roofing - Subcontract | 203103 | SLATE:RENEW FIBRE CEMENT OVER 5 NO | SM | 78.77 | 773984
JW Rates | Roofing - Subcontract | 203107 | SLATE:REFIX FIBRE CEMENT NE 5 NO | IT | 34.87 | 773985
JW Rates | Roofing - Subcontract | 203109 | SLATE:REFIX FIBRE CEMENT OVER 5 NO | SM | 60.2 | 773986
JW Rates | Roofing - Subcontract | 203301 | SLATE:RENEW NATURAL SLATE NE 5 NO | IT | 90.07 | 773987
JW Rates | Roofing - Subcontract | 203303 | SLATE:RENEW NATURAL SLATES OVER 5 NO | SM | 247.91 | 773988
JW Rates | Roofing - Subcontract | 203307 | SLATE:REFIX NATURAL SLATES NE 5 NO | IT | 34.87 | 773989
JW Rates | Roofing - Subcontract | 203309 | SLATE:REFIX NATURAL SLATES OVER 5 NO | SM | 60.2 | 773990
JW Rates | Roofing - Subcontract | 203503 | RIDGE:RENEW HALF ROUND OR ROLL TOP TILE TO SLATING | LM | 71.13 | 773991
JW Rates | Roofing - Subcontract | 203511 | RIDGE:RENEW MONO OR DUO-PITCH TILE TO SLATING | LM | 230.5 | 773992
JW Rates | Roofing - Subcontract | 203517 | RIDGE:RENEW GAS VENTILATION TO SLATING | NO | 211.83 | 773993
JW Rates | Roofing - Subcontract | 203519 | VERGE:RAKE OUT AND REPOINT IN MORTAR TO SLATING | LM | 45.04 | 773994
JW Rates | Roofing - Subcontract | 205001 | TILE:RENEW HANGING TILE NE 10 NO | IT | 35.44 | 773995
JW Rates | Roofing - Subcontract | 205003 | TILE:RENEW HANGING TILES OVER 10 NO | SM | 157.59 | 773996
JW Rates | Roofing - Subcontract | 205006 | VERTICAL COVERING:EXTRA TO RENEW FELT AND BATTENS | SM | 39.35 | 773997
JW Rates | Roofing - Subcontract | 205007 | TILE:REFIX HANGING NE 10 NO | IT | 25.87 | 773998
JW Rates | Roofing - Subcontract | 205009 | TILE:REFIX HANGING OVER 10 NO | SM | 86.56 | 773999
JW Rates | Roofing - Subcontract | 205013 | TILE:RENEW FEATURE TILE HANGING | NO | 11.76 | 774000
JW Rates | Roofing - Subcontract | 205015 | TILE:RENEW ANGLE HANGING TILE | LM | 159.58 | 774001
JW Rates | Roofing - Subcontract | 207001 | SLATE:RENEW HANGING SLATE NE 5 NO | IT | 40.33 | 774002
JW Rates | Roofing - Subcontract | 207003 | SLATE:RENEW HANGING SLATES OVER 5 NO | SM | 78.77 | 774003
JW Rates | Roofing - Subcontract | 207007 | SLATE:REFIX HANGING SLATE NE 5 NO | IT | 34.87 | 774004
JW Rates | Roofing - Subcontract | 207009 | SLATE:REFIX HANGING SLATE OVER 5 NO | SM | 60.2 | 774005
JW Rates | Roofing - Subcontract | 209001 | VERGE:RENEW DRY OR CLOAKED VERGE COMPLETE | LM | 49.51 | 774006
JW Rates | Roofing - Subcontract | 209003 | VERGE:REFIX DRY OR CLOAKED VERGE COMPLETE | LM | 31 | 774007
JW Rates | Roofing - Subcontract | 209005 | VERGE:RENEW OR REFIX DRY VERGE RIDGE OR END STOP | NO | 15.33 | 774008
JW Rates | Roofing - Subcontract | 209015 | RIDGE:RENEW DRY RIDGE TILES | LM | 81.75 | 774009
JW Rates | Roofing - Subcontract | 209017 | RIDGE:RENEW DRY RIDGE GAS FLUE TERMINAL | NO | 241.33 | 774010
JW Rates | Energy Efficiency Appliances and Components - Subcontract | 210001 | GREEN ROOF:ANNUAL MAINTENANCE - SEDUMS | SM | 14.84 | 774011
JW Rates | Energy Efficiency Appliances and Components - Subcontract | 210003 | GREEN ROOF:ANNUAL MAINTENANCE - SEDUMS ROCK PLANTS | SM | 17.29 | 774012
JW Rates | Energy Efficiency Appliances and Components - Subcontract | 210101 | GREEN ROOF:WATER IN PERIODS OF DROUGHT | SM | 4.92 | 774013
JW Rates | Roofing - Subcontract | 211001 | VENT:RENEW VENT ROOF TILE UNIT | NO | 73.95 | 774014
JW Rates | Roofing - Subcontract | 211003 | RIDGE:RENEW WITH HALF ROUND OR ANGLE VENT TILE | NO | 166.01 | 774015
JW Rates | Roofing - Subcontract | 211009 | RIDGE:RENEW DRY VENT TILES | LM | 63.81 | 774016
JW Rates | Roofing - Subcontract | 211011 | VENT:RENEW EAVES VENTILATORS | LM | 51.28 | 774017
JW Rates | Roofing - Subcontract | 211013 | EAVES:INSTALL COMB FILLER | LM | 40.83 | 774018
JW Rates | Roofing - Subcontract | 211015 | EAVES:INSTALL COMB FILLER WITH TILE REPLACEMENT | LM | 7.39 | 774019
JW Rates | Roofing - Subcontract | 213001 | SHEETING:RENEW GALVANISED CORRUGATED IRON | SM | 59.17 | 774020
JW Rates | Roofing - Subcontract | 213003 | SHEETING:RENEW CORRUGATED REINFORCED CEMENT | SM | 46.61 | 774021
JW Rates | Roofing - Subcontract | 213005 | SHEETING:RENEW CLEAR PLASTIC | SM | 37.98 | 774022
JW Rates | Roofing - Subcontract | 213007 | SHEETING:RENEW COLOURED PLASTIC | SM | 38.89 | 774023
JW Rates | Roofing - Subcontract | 213009 | SHEETING:RENEW TRANSLUCENT | SM | 75.67 | 774024
JW Rates | Roofing - Subcontract | 213011 | SHEETING:RENEW PVC COLOUR COATED | SM | 43.14 | 774025
JW Rates | Roofing - Subcontract | 213013 | SHEETING:RENEW EAVES FILLER PIECE | LM | 22.18 | 774026
JW Rates | Roofing - Subcontract | 213015 | SHEETING:RENEW TWO PIECE RIDGE | LM | 60.73 | 774027
JW Rates | Roofing - Subcontract | 213021 | SHEETING:RENEW GALVANISED CORRUGATED IRON NE 1.8m | NO | 82.84 | 774028
JW Rates | Roofing - Subcontract | 213023 | SHEETING:RENEW GALVANISED CORRUGATED IRON NE 2.4m | NO | 130.17 | 774029
JW Rates | Roofing - Subcontract | 215001 | ROOF:SWEEP AND APPLY 2 COATS WP COMPOUND | SM | 28.01 | 774030
JW Rates | Roofing - Subcontract | 215002 | ROOF:SWEEP AND APPLY 3 COATS WP COMPOUND | SM | 40.05 | 774031
JW Rates | Roofing - Subcontract | 215003 | ROOF:SEALING COMPOUND TO CRACKS | LM | 9.32 | 774032
JW Rates | Roofing - Subcontract | 215005 | ROOF:SWEEP AND APPLY BITUMEN | SM | 37.09 | 774033
JW Rates | Roofing - Subcontract | 215007 | ROOF:SWEEP AND APPLY STONE CHIPPINGS | SM | 28.87 | 774034
JW Rates | Roofing - Subcontract | 215009 | ROOF:PREPARE AND PATCH NE 2.0SM | IT | 86.18 | 774035
JW Rates | Roofing - Subcontract | 215011 | ROOF:PREPARE AND PATCH OVER 2.0SM | SM | 54.8 | 774036
JW Rates | Roofing - Subcontract | 215013 | GUTTER:APPLY 2 COATS WATERPROOF TO FINLOCK | LM | 31.14 | 774037
JW Rates | Roofing - Subcontract | 215031 | ROOF:LIQUID APPLIED WATER PROOF MEMBRANE | SM | 93.64 | 774038
JW Rates | Roofing - Subcontract | 215032 | ROOF:RENEW KEMPEROL 210 WATERPROOF 100 INSULATION | SM | 86.34 | 774039
JW Rates | Roofing - Subcontract | 215033 | ROOF:RENEW KEMPEROL 210 WATERPROOF 120 INSULATION | SM | 96.17 | 774040
JW Rates | Roofing - Subcontract | 217001 | FELT:RENEW HP PLAIN OR MINERAL FINISH 2L | SM | 69.12 | 774041
JW Rates | Roofing - Subcontract | 217002 | FELT:RENEW HP TORCH ON PLAIN OR MINERAL 1L | SM | 37.32 | 774042
JW Rates | Roofing - Subcontract | 217003 | FELT:RENEW HP STONE CHIPPINGS 2L | SM | 98 | 774043
JW Rates | Roofing - Subcontract | 217004 | FELT:RENEW HP TORCH ON CHIPPINGS 1L | SM | 61.28 | 774044
JW Rates | Roofing - Subcontract | 217005 | FELT:RENEW HP TORCH ON PLAIN OR MINERAL 2L | SM | 55.41 | 774045
JW Rates | Roofing - Subcontract | 217007 | FELT:RENEW HP TORCH ON CHIPPINGS 2L | SM | 84.29 | 774046
JW Rates | Roofing - Subcontract | 217008 | FELT:RENEW HP TORCH ON PLAIN OR MINERAL VENT 2L | SM | 93.09 | 774047
JW Rates | Roofing - Subcontract | 217009 | FELT:REPAIR PATCH NE 2.0SM 2L | IT | 54.88 | 774048
JW Rates | Roofing - Subcontract | 217013 | FELT:REPAIR NE 2.0SM (TORCH ON) 2L | IT | 70.07 | 774049
JW Rates | Roofing - Subcontract | 217014 | FELT:REPAIR NE 2.0SM (TORCH ON) VENTILATING 2L | IT | 105.63 | 774050
JW Rates | Roofing - Subcontract | 217019 | FELT:REPAIR UPSTAND NE 300MM GIRTH 2L | LM | 37.15 | 774051
JW Rates | Roofing - Subcontract | 217021 | FELT:RENEW ANY GIRTH GUTTER 2L | LM | 34.94 | 774052
JW Rates | Roofing - Subcontract | 217023 | FELT:SEAL ROOFING AROUND OUTLET | NO | 12.54 | 774053
JW Rates | Roofing - Subcontract | 217025 | ROOF:RENEW ALUMINIUM EDGING | LM | 26.17 | 774054
JW Rates | Roofing - Subcontract | 217027 | FELT:FIX FLASHBAND NE 300MM GIRTH | LM | 17.71 | 774055
JW Rates | Roofing - Subcontract | 217029 | FELT:APPLY SOLAR REFLECT PAINT (PER COAT) | SM | 16.76 | 774056
JW Rates | Roofing - Subcontract | 217031 | FELT:RENEW CHIPPINGS | SM | 48.55 | 774057
JW Rates | Roofing - Subcontract | 217032 | FELT:OVERHAUL FLAT ROOFING | SM | 55.6 | 774058
JW Rates | Roofing - Subcontract | 217101 | FELT:RENEW HP PLAIN OR MINERAL FINISH 3L | SM | 98.61 | 774059
JW Rates | Roofing - Subcontract | 217103 | FELT:RENEW HP STONE CHIPPINGS 3L | SM | 127.49 | 774060
JW Rates | Roofing - Subcontract | 217105 | FELT:RENEW HP TORCH ON PLAIN OR MINERAL 3L | SM | 69.04 | 774061
JW Rates | Roofing - Subcontract | 217107 | FELT:RENEW HP TORCH ON CHIPPINGS 3L | SM | 97.92 | 774062
JW Rates | Roofing - Subcontract | 217109 | FELT:REPAIR PATCH NE 2.0SM 3L | IT | 134.7 | 774063
JW Rates | Roofing - Subcontract | 217113 | FELT:REPAIR NE 2.0SM (TORCH ON) 3L | IT | 88.37 | 774064
JW Rates | Roofing - Subcontract | 217119 | FELT:REPAIR UPSTAND NE 300MM GIRTH 3L | LM | 54.66 | 774065
JW Rates | Roofing - Subcontract | 217121 | FELT:RENEW ANY GIRTH GUTTER 3L | LM | 67.05 | 774066
JW Rates | Roofing - Subcontract | 218001 | BUTYL:REPAIRS PATCH NE 2.0SM | IT | 63.28 | 774067
JW Rates | Roofing - Subcontract | 218003 | BUTYL:RENEW SHEET ROOFING | SM | 50.39 | 774068
JW Rates | Roofing - Subcontract | 219001 | ASPHALT:RENEW 20MM IN PATCH NE 2.0SM | IT | 338.84 | 774069
JW Rates | Roofing - Subcontract | 219003 | ASPHALT:RENEW IN AREAS | SM | 139.91 | 774070
JW Rates | Roofing - Subcontract | 219005 | ASPHALT:RENEW 25MM TO BALCONY | SM | 170.53 | 774071
JW Rates | Roofing - Subcontract | 219009 | ASPHALT:RENEW SKIRTING | LM | 67.41 | 774072
JW Rates | Roofing - Subcontract | 219011 | ASPHALT:RENEW TO BOX GUTTER | LM | 223.55 | 774073
JW Rates | Roofing - Subcontract | 219013 | ASPHALT:MAKE GOOD CRACK NE 1.0M | IT | 34.77 | 774074
JW Rates | Roofing - Subcontract | 219015 | ASPHALT:MAKE GOOD CRACK OVER 1.0M | LM | 29.96 | 774075
JW Rates | Roofing - Subcontract | 219017 | ASPHALT:REFORM COLLAR TO PIPES | NO | 45.19 | 774076
JW Rates | Roofing - Subcontract | 219019 | ASPHALT:MAKE GOOD BLISTER | IT | 27.93 | 774077
JW Rates | Roofing - Subcontract | 219023 | ASPHALT:REFORM INTO OUTLET | NO | 73.82 | 774078
JW Rates | Roofing - Subcontract | 219025 | ASPHALT:APPLY SOLAR REFLECTIVE PAINT | SM | 16.76 | 774079
JW Rates | Roofing - Subcontract | 219027 | ASPHALT:ANTI-VANDAL PAINT | SM | 19.14 | 774080
JW Rates | Roofing - Subcontract | 219029 | ASPHALT:OVERHAUL FLAT ROOFING | SM | 50.59 | 774081
JW Rates | Roofing - Subcontract | 219101 | ROOF:CLEAR OFF AND APPLY POLYROOF SYSTEMS | SM | 82.21 | 774082
JW Rates | Roofing - Subcontract | 219201 | ROOF:CLEAR OFF AND APPLY PROTEC SYSTEMS | SM | 106.25 | 774083
JW Rates | Roofing - Subcontract | 219203 | ROOF:REPAIR PROTEC SYSTEM IN PATCH | IT | 96.41 | 774084
JW Rates | Roofing - Subcontract | 220001 | PROMENADE:LIFT AND REBED SINGLE TILE | NO | 14.75 | 774085
JW Rates | Roofing - Subcontract | 220003 | PROMENADE:LIFT AND REBED TILES | SM | 59 | 774086
JW Rates | Roofing - Subcontract | 220005 | PROMENADE:RENEW STANDARD PCC OR GRC TILE | NO | 23.59 | 774087
JW Rates | Roofing - Subcontract | 220007 | PROMENADE:RENEW STANDARD PCC OR GRC TILES | SM | 94.38 | 774088
JW Rates | Roofing - Subcontract | 221001 | CLIENT INSPECTION:SUPPLY AND ERECT LADDER | IT | 59 | 774089
JW Rates | Roofing - Subcontract | 221003 | CLIENT INSPECTION:REMOVE ALL DEBRIS ETC | SM | 3.93 | 774090
JW Rates | Roofing - Subcontract | 221005 | CLIENT INSPECTION:REMOVE ALL DEBRIS/CLEAN ETC | SM | 5.43 | 774091
JW Rates | Roofing - Subcontract | 223001 | ROOF:TEMPORARY REPAIR SLATE OR TILE ROOF | IT | 37.54 | 774092
JW Rates | Roofing - Subcontract | 223003 | ROOF:TEMPORARY REPAIR FLAT ROOF | IT | 41.42 | 774093
JW Rates | Roofing - Subcontract | 223005 | ROOF:SUPPLY AND FIX AND LATER REMOVE TARPAULIN | NO | 86.22 | 774094
JW Rates | Roofing - Subcontract | 223009 | ROOF:TEMPORARY REPAIR CORRUGATED SHEET | IT | 35.46 | 774095
JW Rates | Roofing - Subcontract | 223011 | ROOF:FIX ROOF LEAK TO PITCHED ROOF | IT | 151.35 | 774096
JW Rates | Roofing - Subcontract | 223013 | ROOF:FIX ROOF LEAK TO FLAT ROOF | IT | 201.89 | 774097
JW Rates | Roofing - Subcontract | 225001 | FILLET:RENEW CEMENT MORTAR FILLET | LM | 15.23 | 774098
JW Rates | Roofing - Subcontract | 225003 | ROOFING:SCREED ROOF | SM | 44.21 | 774099
JW Rates | Roofing - Subcontract | 227004 | INSULATION:OVERLAY EXISTING | SM | 10.3 | 774100
JW Rates | Roofing - Subcontract | 227005 | INSULATION:LAY UPTO 270MM THICK QUILT | SM | 19.61 | 774101
JW Rates | Roofing - Subcontract | 227007 | CLIENT INSPECTION:REMOVE AND RELAY INSULATION | SM | 9.83 | 774102
JW Rates | Roofing - Subcontract | 227101 | ROOFSPACE:PROVIDE FIRE CURTAIN | SM | 41.1 | 774103
JW Rates | Roofing - Subcontract | 229001 | ROOF BOARDING:RENEW WOODWOOL SLABS | SM | 63.96 | 774104
JW Rates | Roofing - Subcontract | 229003 | ROOF BOARDING:RENEW IN 19MM PLYWOOD | SM | 58.87 | 774105
JW Rates | Roofing - Subcontract | 229005 | ROOF BOARDING:RENEW IN 18MM CHIPBOARD | SM | 41.78 | 774106
JW Rates | Roofing - Subcontract | 229007 | ROOF BOARDING:RENEW IN 18MM PREFELTED PLYWOOD | SM | 83.66 | 774107
JW Rates | Roofing - Subcontract | 229009 | ROOF BOARDING:RENEW TIMBER FIRRINGS | LM | 6.86 | 774108
JW Rates | Roofing - Subcontract | 231001 | SLATE:RENEW LEAD TO PIPE | NO | 131.46 | 774109
JW Rates | Roofing - Subcontract | 231003 | SLATE:RENEW PROPRIETARY TO PIPE | NO | 112.41 | 774110
JW Rates | Roofing - Subcontract | 231005 | FLASHING:RENEW LEAD COVER NE 150MM | LM | 50.15 | 774111
JW Rates | Roofing - Subcontract | 231006 | FLASHING:RENEW LEAD COVER NE 300MM | LM | 68.94 | 774112
JW Rates | Roofing - Subcontract | 231008 | FLASHING:RENEW LEAD COVER NE 450MM | LM | 88.91 | 774113
JW Rates | Roofing - Subcontract | 231009 | FLASHING:RENEW LEAD STEPPED NE 300MM | LM | 107.29 | 774114
JW Rates | Roofing - Subcontract | 231010 | FLASHING:RENEW LEAD STEPPED NE 450MM | LM | 137.08 | 774115
JW Rates | Roofing - Subcontract | 231011 | FLASHING:RENEW LEAD APRON NE 300MM | LM | 97.46 | 774116
JW Rates | Roofing - Subcontract | 231012 | FLASHING:RENEW LEAD APRON NE 450MM | LM | 127.25 | 774117
JW Rates | Roofing - Subcontract | 231013 | FLASHING:TAKE OFF AND REFIX LEAD | LM | 22.48 | 774118
JW Rates | Roofing - Subcontract | 231015 | FLASHING:RAKE OUT AND REPOINT LEAD | LM | 12.24 | 774119
JW Rates | Roofing - Subcontract | 231017 | FIREWALL:RENEW LEAD FLASHINGS TO COPINGS | LM | 143.33 | 774120
JW Rates | Roofing - Subcontract | 231020 | GUTTER:RENEW LEAD LINING NE 600MM GIRTH | LM | 144.96 | 774121
JW Rates | Roofing - Subcontract | 231021 | VALLEY:RENEW LEAD GUTTER NE 900MM GIRTH | LM | 152.11 | 774122
JW Rates | Roofing - Subcontract | 231022 | VALLEY:RENEW LEAD GUTTER NE 450MM GIRTH | LM | 107.53 | 774123
JW Rates | Roofing - Subcontract | 231023 | VALLEY:RENEW LEAD GUTTER AND BOARDS | LM | 246.07 | 774124
JW Rates | Roofing - Subcontract | 231025 | VALLEY:REPAIR LEAK TO LEADWORK | IT | 61.09 | 774125
JW Rates | Roofing - Subcontract | 231027 | SOAKER:RENEW OR REFIX LEAD | NO | 23.68 | 774126
JW Rates | Roofing - Subcontract | 231028 | SADDLE:RENEW LEAD NE 500MM X 500MM | NO | 45.69 | 774127
JW Rates | Roofing - Subcontract | 231030 | SADDLE:REFIX LEAD NE 500MM X 500MM | NO | 23.13 | 774128
JW Rates | Roofing - Subcontract | 231031 | ROOF:RENEW LEAD ROOF COVERING | SM | 244.68 | 774129
JW Rates | Roofing - Subcontract | 231033 | PORCH:RENEW LEAD COVERING TO PORCH | SM | 264.36 | 774130
JW Rates | Roofing - Subcontract | 231035 | DORMERS:RENEW LEAD TO DORMERS | SM | 279.11 | 774131
JW Rates | Roofing - Subcontract | 231037 | BOW/BAY:RENEW LEAD FLAT ROOF NE 3.0SM | IT | 740.72 | 774132
JW Rates | Roofing - Subcontract | 231039 | BOW/BAY:RENEW LEAD SLOPING ROOF NE 3.0SM | IT | 834.14 | 774133
JW Rates | Roofing - Subcontract | 298001 | CLIENT INSPECTION:ROOFING | IT | 29.5 | 774134
JW Rates | Roofing - Subcontract | 299901 | PHOTO SURVEY:UNDERTAKE WITH TELESCOPIC CAMERA | HR | 123.33 | 774135
JW Rates | Roofing - Subcontract | 299903 | PHOTO SURVEY:UNDERTAKE WITH COMMERCIAL DRONE | HR | 123.33 | 774136
JW Rates | Carpentry and Joinery - 22 | 301103 | JOIST:RENEW NE 100MM DEEP TO FLOOR | LM | 18.11 | 774137
JW Rates | Carpentry and Joinery - 60 | 301105 | JOIST:RENEW SECTION NE 225MM DEEP TO FLOOR | IT | 48.6 | 774138
JW Rates | Carpentry and Joinery - 38 | 301107 | JOIST:RENEW NE 225MM DEEP TO FLOOR | LM | 32.95 | 774139
JW Rates | Carpentry and Joinery - 75 | 301109 | JOIST:LEVEL JOIST WITH PACKINGS | NO | 47.8 | 774140
JW Rates | Carpentry and Joinery - 30 | 301122 | FLOOR:STRIP OUT FLOOR AND SLEEPERS | SM | 29.21 | 774141
JW Rates | Carpentry and Joinery - 200 | 301123 | FLOOR:RENEW GROUND FLOOR COMPLETE | SM | 218.8 | 774142
JW Rates | Carpentry and Joinery - 115 | 301125 | FLOOR:RENEW SOFTWOOD FLOOR COMPLETE | SM | 125.12 | 774143
JW Rates | Carpentry and Joinery - 120 | 301127 | FLOOR:RENEW SOFTWOOD UPPER FLOOR COMPLETE | SM | 132.46 | 774144
JW Rates | Carpentry and Joinery - 80 | 301129 | FLOOR:CONSTRUCT SOFTWOOD FLOOR | SM | 103.5 | 774145
JW Rates | Carpentry and Joinery - 85 | 301131 | FLOOR:CONSTRUCT SOFTWOOD UPPER FLOOR | SM | 110.85 | 774146
JW Rates | Specialist Treatments - 25 | 301201 | FLOOR:STRIP OUT TIMBER FLOOR | SM | 20.5 | 774147
JW Rates | Specialist Treatments - 79 | 301203 | FLOOR:CLEAR ALL DEBRIS FROM VOID | CM | 61.44 | 774148
JW Rates | Specialist Treatments - 15 | 301205 | FLOOR:CUT BACK END ROTTED JOISTS NE 150MM | NO | 10.36 | 774149
JW Rates | Specialist Treatments - 20 | 301207 | FLOOR:CUT BACK END ROTTED JOISTS NE 300MM | NO | 14.41 | 774150
JW Rates | Carpentry and Joinery - 135 | 301301 | PARTITION:ERECT TIMBER STUD AND PLASTERBOARD BF | SM | 108.51 | 774151
JW Rates | Carpentry and Joinery - 160 | 301303 | PARTITION:ERECT TIMBER STUD PLASTERBOARD SKIM BF | SM | 119.97 | 774152
JW Rates | Carpentry and Joinery - 5 | 301305 | PARTITION:INSTALL INSULATION INFILL NE 100MM | SM | 5.51 | 774153
JW Rates | Carpentry and Joinery - 13 | 301307 | PARTITION:INSTALL SOUND INFILL 75M | SM | 16.92 | 774154
JW Rates | Carpentry and Joinery - 75 | 301311 | PARTITION:ERECT METAL STUD AND PLASTERBOARD BF | SM | 63.78 | 774155
JW Rates | Carpentry and Joinery - 100 | 301313 | PARTITION:METAL STUD PLASTERBOARD SKIM BF | SM | 75.33 | 774156
JW Rates | Carpentry and Joinery - 145 | 301315 | PARTITION:FILL IN OPENING IN TIMBER STUDDING | SM | 121.48 | 774157
JW Rates | Carpentry and Joinery - 180 | 301317 | PARTITION:FORM OPENING IN TIMBER STUDDING | IT | 157.47 | 774158
JW Rates | Carpentry and Joinery - 75 | 301319 | PARTITION:EXTEND OPENING IN TIMBER STUDDING | IT | 69.48 | 774159
JW Rates | Carpentry and Joinery - 25 | 301321 | PARTITION:DEMOLISH | SM | 23.79 | 774160
JW Rates | Specialist Treatments - 100 | 301401 | LARDER:REMOVE AND REFIX INSITU LARDER | IT | 64.72 | 774161
JW Rates | Specialist Treatments - 180 | 301403 | WALL:RENEW NON LOAD PARTITION | SM | 134.85 | 774162
JW Rates | Carpentry and Joinery - 15 | 301501 | PLATE:RENEW 75X100MM WALL PLATE | LM | 15.13 | 774163
JW Rates | Carpentry and Joinery - 18 | 301503 | PLATE:RENEW 75X100MM WALL PLATE AND DPC | LM | 17.41 | 774164
JW Rates | Carpentry and Joinery - 20 | 301701 | RAFTER:RENEW NE 175MM RAFTER JOIST OR TRUSS MEMBER | LM | 18.28 | 774165
JW Rates | Carpentry and Joinery - 25 | 301702 | RAFTER:RENEW NE 250MM RAFTER JOIST OR TRUSS MEMBER | LM | 26.22 | 774166
JW Rates | Carpentry and Joinery - 30 | 301703 | COLLAR/STRUT:RENEW NE 175MM THICK | LM | 24.46 | 774167
JW Rates | Carpentry and Joinery - 10 | 301901 | HANGER:RENEW GALVANISED JOIST HANGER | NO | 10.2 | 774168
JW Rates | Carpentry and Joinery - 18 | 301903 | HANGER:CUT OUT AND INSERT JOIST HANGER | IT | 15.13 | 774169
JW Rates | Carpentry and Joinery - Subcontract | 303001 | FASCIA:RENEW IN SOFTWOOD NE 300MM | LM | 68.65 | 774170
JW Rates | Carpentry and Joinery - Subcontract | 303003 | FASCIA:RENEW IN WBP PLYWOOD NE 300MM | LM | 73.88 | 774171
JW Rates | Carpentry and Joinery - Subcontract | 303005 | FASCIA:RENEW IN PVCU NE 300MM | LM | 62.07 | 774172
JW Rates | Carpentry and Joinery - Subcontract | 303006 | SOFFIT:RENEW IN SOFTWOOD NE 300MM | LM | 55.91 | 774173
JW Rates | Carpentry and Joinery - Subcontract | 303007 | SOFFIT:RENEW IN SOFTWOOD NE 450MM | LM | 70.58 | 774174
JW Rates | Carpentry and Joinery - Subcontract | 303008 | SOFFIT:RENEW IN PLYWOOD NE 300MM | LM | 59.24 | 774175
JW Rates | Carpentry and Joinery - Subcontract | 303009 | SOFFIT:RENEW IN PLYWOOD NE 450MM | LM | 73.01 | 774176
JW Rates | Carpentry and Joinery - Subcontract | 303010 | SOFFIT:RENEW IN MASTERBOARD NE 300MM | LM | 75.92 | 774177
JW Rates | Carpentry and Joinery - Subcontract | 303011 | SOFFIT:RENEW IN MASTERBOARD NE 450MM | LM | 99.13 | 774178
JW Rates | Carpentry and Joinery - Subcontract | 303012 | SOFFIT:RENEW IN PVCU NE 150MM | LM | 33.51 | 774179
JW Rates | Carpentry and Joinery - Subcontract | 303013 | SOFFIT:RENEW IN PVCU NE 450MM | LM | 50.85 | 774180
JW Rates | Carpentry and Joinery - Subcontract | 303014 | SOFFIT:RENEW IN PVCU NE 300MM | LM | 42.11 | 774181
JW Rates | Carpentry and Joinery - Subcontract | 303015 | FASCIA/SOFFIT/BARGE:REFIX | LM | 60.5 | 774182
JW Rates | Carpentry and Joinery - Subcontract | 303016 | SOFFIT:PROVIDE PVCU VENT STRIP | LM | 15.17 | 774183
JW Rates | Carpentry and Joinery - Subcontract | 303017 | BOXED END:RENEW TO FASCIA AND SOFFIT | NO | 91.33 | 774184
JW Rates | Carpentry and Joinery - Subcontract | 303019 | BOXED END:RENEW IN PVCU TO FASCIA AND SOFFIT | NO | 92 | 774185
JW Rates | Carpentry and Joinery - Subcontract | 303101 | GUTTER:RENEW NE 150X100MM TIMBER | LM | 58.98 | 774186
JW Rates | Carpentry and Joinery - Subcontract | 303102 | GUTTER:REALIGN TIMBER GUTTER | LM | 26.04 | 774187
JW Rates | Carpentry and Joinery - Subcontract | 303103 | GUTTER:FORM STOP END | NO | 24.12 | 774188
JW Rates | Carpentry and Joinery - Subcontract | 303104 | GUTTER:FORM OUTLET | NO | 78.33 | 774189
JW Rates | Carpentry and Joinery - Subcontract | 303105 | GUTTER:RENEW CAST IRON BRACKET TO TIMBER GUTTER | NO | 49.96 | 774190
JW Rates | Carpentry and Joinery - Subcontract | 303106 | GUTTER:RENEW TIMBER BRACKET | NO | 29.62 | 774191
JW Rates | Carpentry and Joinery - 45 | 305101 | FLOORING:RENEW IN 19MM PLYWOOD | SM | 52.55 | 774192
JW Rates | Carpentry and Joinery - 35 | 305103 | FLOORING:RENEW IN 6MM PLYWOOD | SM | 31.13 | 774193
JW Rates | Carpentry and Joinery - 35 | 305105 | FLOORING:SUPPLY AND LAY 4MM PLYWOOD | SM | 28.57 | 774194
JW Rates | Carpentry and Joinery - 45 | 305301 | FLOORING:RENEW IN 19MM CHIPBOARD | SM | 40.38 | 774195
JW Rates | Carpentry and Joinery - 45 | 305303 | FLOORING:RENEW IN INSULATED CHIPBOARD | SM | 51.57 | 774196
JW Rates | Carpentry and Joinery - 15 | 305501 | FLOORING:SUPPLY AND LAY HARDBOARD | SM | 14.34 | 774197
JW Rates | Carpentry and Joinery - 15 | 305503 | FLOORING:SUPPLY AND LAY 4MM HARDBOARD | SM | 15.16 | 774198
JW Rates | Carpentry and Joinery - 75 | 305701 | FLOORBOARD:RENEW ANY TYPE NE 1.0SM | IT | 71.59 | 774199
JW Rates | Carpentry and Joinery - 12 | 305702 | FLOORBOARD:RENEW SINGLE | LM | 10.96 | 774200
JW Rates | Carpentry and Joinery - 70 | 305703 | FLOORBOARD:RENEW ANY TYPE OVER 1.0SM | SM | 68.5 | 774201
JW Rates | Carpentry and Joinery - 40 | 305704 | FLOORBOARDS:REMOVE AND REFIX AREA | SM | 26.18 | 774202
JW Rates | Carpentry and Joinery - 10 | 305705 | FLOORBOARD:REMOVE AND REFIX SINGLE BOARD | LM | 6.38 | 774203
JW Rates | Carpentry and Joinery - 10 | 305706 | FLOORBOARD:SCREW DOWN PER ROOM | IT | 7.66 | 774204
JW Rates | Carpentry and Joinery - 10 | 305709 | FLOORING:APPLY 2 COATS PRESERVATIVE | SM | 9.95 | 774205
JW Rates | Specialist Treatments - Subcontract | 305803 | FLOOR:TREAT FLOOR INSECTICIDE 10% RENEWAL | SM | 56.97 | 774206
JW Rates | Specialist Treatments - Subcontract | 305804 | DWELLING:TREAT FLOOR INSECTICIDE | IT | 1533.53 | 774207
JW Rates | Specialist Treatments - Subcontract | 305805 | FLOOR:TREAT FLOOR PRESERVATIVE | SM | 73.93 | 774208
JW Rates | Specialist Treatments - Subcontract | 305806 | DWELLING:TREAT FLOOR PRESERVATIVE | IT | 1670.82 | 774209
JW Rates | Specialist Treatments - Subcontract | 305808 | DWELLING:PRESERVATIVE GUARANTEE | IT | 74 | 774210
JW Rates | Specialist Treatments - Subcontract | 305820 | DWELLING:TIMBER TREATMENT | IT | 1211.42 | 774211
JW Rates | Specialist Treatments - Subcontract | 305822 | ROOF:CHEMICAL TREAT TIMBER | IT | 310.78 | 774212
JW Rates | Specialist Treatments - Subcontract | 305824 | ROOF:PRESERVATIVE GUARANTEE | IT | 89.34 | 774213
JW Rates | Specialist Treatments - Subcontract | 305832 | DWELLING:WOODWORM TREATMENT | IT | 1540.73 | 774214
JW Rates | Specialist Treatments - Subcontract | 305834 | DWELLING:WOODWORM GUARANTEE | IT | 74 | 774215
JW Rates | Specialist Treatments - Subcontract | 305836 | ROOF:WOODWORM TIMBER | IT | 246.67 | 774216
JW Rates | Specialist Treatments - Subcontract | 305838 | ROOF:WOODWORM GUARANTEE | IT | 74 | 774217
JW Rates | Specialist Treatments - Subcontract | 305905 | JOIST ENDS:DEEP PASTE TREATMENT | NO | 19.07 | 774218
JW Rates | Carpentry and Joinery - 210 | 306001 | FLOORING:RENEW WOOD BLOCK NE 2.0SM | IT | 214.83 | 774219
JW Rates | Carpentry and Joinery - 140 | 306003 | FLOORING:RENEW WOOD BLOCK OVER 2.0SM | SM | 143.22 | 774220
JW Rates | Carpentry and Joinery - 110 | 307101 | CLADDING:RENEW 19MM SHIPLAP NE 2.0SM | IT | 116.32 | 774221
JW Rates | Carpentry and Joinery - 55 | 307103 | CLADDING:RENEW 19MM SHIPLAP OVER 2.0SM | SM | 64.99 | 774222
JW Rates | Carpentry and Joinery - 20 | 307105 | CLADDING:REFIX LOOSE SHIPLAP FEATHER EDGE OR TGV | SM | 13.25 | 774223
JW Rates | Carpentry and Joinery - 110 | 307301 | CLADDING:RENEW FEATHER EDGE NE 2.0SM | IT | 88.25 | 774224
JW Rates | Carpentry and Joinery - 55 | 307303 | CLADDING:RENEW FEATHER EDGE OVER 2.0SM | SM | 47.38 | 774225
JW Rates | Carpentry and Joinery - 110 | 307501 | CLADDING:RENEW TGV JOINT NE 2.0SM | IT | 110.12 | 774226
JW Rates | Carpentry and Joinery - 55 | 307503 | CLADDING:RENEW TGV JOINT OVER 2.0SM | SM | 63 | 774227
JW Rates | Carpentry and Joinery - 85 | 307701 | CLADDING:RENEW PVC SHIPLAP NE 2.0SM | IT | 129.36 | 774228
JW Rates | Carpentry and Joinery - 45 | 307703 | CLADDING:RENEW PVC SHIPLAP OVER 2.0SM | SM | 71.72 | 774229
JW Rates | Carpentry and Joinery - 20 | 307705 | CLADDING:REFIX LOOSE PVC SHIPLAP OR TGV | SM | 15.33 | 774230
JW Rates | Carpentry and Joinery - Subcontract | 308001 | CANOPY:RENEW IN TIMBER | SM | 448.01 | 774231
JW Rates | Carpentry and Joinery - Subcontract | 308003 | CANOPY:RENEW ANY EXPOSED STRUCTURAL TIMBER MEMBERS | IT | 72.55 | 774232
JW Rates | Carpentry and Joinery - Subcontract | 308005 | CANOPY:RENEW ANY HIDDEN STRUCTURAL TIMBER MEMBER | IT | 92.67 | 774233
JW Rates | Carpentry and Joinery - Subcontract | 310101 | WINDOW:RENEW STANDARD SOFTWOOD CASEMENT 1 LIGHT | SM | 428.19 | 774234
JW Rates | Carpentry and Joinery - Subcontract | 310105 | WINDOW:RENEW STANDARD SOFTWOOD CASEMENT 2 LIGHT | SM | 400.7 | 774235
JW Rates | Carpentry and Joinery - Subcontract | 310109 | WINDOW:RENEW STANDARD SOFTWOOD CASEMENT 3 LIGHT | SM | 427.49 | 774236
JW Rates | Carpentry and Joinery - Subcontract | 310113 | WINDOW:RENEW STANDARD SOFTWOOD CASEMENT 4 LIGHT | SM | 444.75 | 774237
JW Rates | Carpentry and Joinery - Subcontract | 310201 | WINDOW:RENEW PREFINISHED SOFTWOOD CASEMENT 1 LIGHT | SM | 428.07 | 774238
JW Rates | Carpentry and Joinery - Subcontract | 310203 | WINDOW:RENEW PREFINISHED SOFTWOOD CASEMENT 2 LIGHT | SM | 397.86 | 774239
JW Rates | Carpentry and Joinery - Subcontract | 310205 | WINDOW:RENEW PREFINISHED SOFTWOOD CASEMENT 3 LIGHT | SM | 427.95 | 774240
JW Rates | Carpentry and Joinery - Subcontract | 310207 | WINDOW:RENEW PREFINISHED SOFTWOOD CASEMENT 4 LIGHT | SM | 446.44 | 774241
JW Rates | Carpentry and Joinery - Subcontract | 310301 | WINDOW:RENEW PURPOSE SOFTWOOD CASEMENT 1 LIGHT | SM | 587.65 | 774242
JW Rates | Carpentry and Joinery - Subcontract | 310305 | WINDOW:RENEW PURPOSE SOFTWOOD CASEMENT 2 LIGHT | SM | 669.24 | 774243
JW Rates | Carpentry and Joinery - Subcontract | 310309 | WINDOW:RENEW PURPOSE SOFTWOOD CASEMENT 3 LIGHT | SM | 683.2 | 774244
JW Rates | Carpentry and Joinery - Subcontract | 310313 | WINDOW:RENEW PURPOSE SOFTWOOD CASEMENT 4 LIGHT | SM | 629.2 | 774245
JW Rates | Carpentry and Joinery - Subcontract | 310501 | WINDOW:RENEW SOFTWOOD BOX SASH | SM | 858.76 | 774246
JW Rates | Carpentry and Joinery - Subcontract | 310701 | WINDOW:RENEW SOFTWOOD HORIZONTAL PIVOT | SM | 583.07 | 774247
JW Rates | Carpentry and Joinery - Subcontract | 311101 | WINDOW:RENEW STANDARD HARDWOOD CASEMENT 1 LIGHT | SM | 600.62 | 774248
JW Rates | Carpentry and Joinery - Subcontract | 311105 | WINDOW:RENEW STANDARD HARDWOOD CASEMENT 2 LIGHT | SM | 543.65 | 774249
JW Rates | Carpentry and Joinery - Subcontract | 311109 | WINDOW:RENEW STANDARD HARDWOOD CASEMENT 3 LIGHT | SM | 582.28 | 774250
JW Rates | Carpentry and Joinery - Subcontract | 311113 | WINDOW:RENEW STANDARD HARDWOOD CASEMENT 4 LIGHT | SM | 611.87 | 774251
JW Rates | Carpentry and Joinery - Subcontract | 311301 | WINDOW:RENEW PURPOSE HARDWOOD CASEMENT 1 LIGHT | SM | 886.14 | 774252
JW Rates | Carpentry and Joinery - Subcontract | 311305 | WINDOW:RENEW PURPOSE HARDWOOD CASEMENT 2 LIGHT | SM | 1025.5 | 774253
JW Rates | Carpentry and Joinery - Subcontract | 311309 | WINDOW:RENEW PURPOSE HARDWOOD CASEMENT 3 LIGHT | SM | 1036.82 | 774254
JW Rates | Carpentry and Joinery - Subcontract | 311313 | WINDOW:RENEW PURPOSE HARDWOOD CASEMENT 4 LIGHT | SM | 1139.74 | 774255
JW Rates | Carpentry and Joinery - Subcontract | 311501 | WINDOW:RENEW HARDWOOD BOX SASH | SM | 1373.17 | 774256
JW Rates | Carpentry and Joinery - Subcontract | 311701 | WINDOW:RENEW HARDWOOD HORIZONTAL PIVOT | SM | 824.19 | 774257
JW Rates | Carpentry and Joinery - Subcontract | 312001 | WINDOW:RENEW SOFTWOOD FEATURE | SM | 675.56 | 774258
JW Rates | Carpentry and Joinery - Subcontract | 312101 | WINDOW:RENEW PREFINISHED SOFTWOOD FEATURE | SM | 684.38 | 774259
JW Rates | Carpentry and Joinery - Subcontract | 313001 | WINDOW:RENEW HARDWOOD FEATURE | SM | 890.51 | 774260
JW Rates | Carpentry and Joinery - Subcontract | 313501 | WINDOW:RENEW WITH PVCU PIVOT | SM | 315.92 | 774261
JW Rates | Carpentry and Joinery - Subcontract | 313601 | WINDOW:RENEW WITH PVCU CASEMENT 1 LIGHT | SM | 266.15 | 774262
JW Rates | Carpentry and Joinery - Subcontract | 313605 | WINDOW:RENEW WITH PVCU CASEMENT 2 LIGHT | SM | 318.06 | 774263
JW Rates | Carpentry and Joinery - Subcontract | 313609 | WINDOW:RENEW WITH PVCU CASEMENT 3 LIGHT | SM | 364.35 | 774264
JW Rates | Carpentry and Joinery - Subcontract | 313613 | WINDOW:RENEW WITH PVCU CASEMENT 4 LIGHT | SM | 414.9 | 774265
JW Rates | Carpentry and Joinery - Subcontract | 313701 | WINDOW:RENEW WITH PVCU TILT TURN 1 LIGHT | SM | 376.67 | 774266
JW Rates | Carpentry and Joinery - Subcontract | 313705 | WINDOW:RENEW WITH PVCU TILT TURN 2 LIGHT | SM | 437.64 | 774267
JW Rates | Carpentry and Joinery - Subcontract | 313709 | WINDOW:RENEW WITH PVCU TILT TURN 3 LIGHT | SM | 346.21 | 774268
JW Rates | Carpentry and Joinery - Subcontract | 313713 | WINDOW:RENEW WITH PVCU TILT TURN 4 LIGHT | SM | 421.43 | 774269
JW Rates | Carpentry and Joinery - Subcontract | 314003 | GLAZING:DISCOUNT FOR SINGLE GLAZING | SM | -29.04 | 774270
JW Rates | Carpentry and Joinery - Subcontract | 314007 | GLAZING:EXTRA FOR LAMINATED SAFETY | SM | 29.8 | 774271
JW Rates | Carpentry and Joinery - Subcontract | 315001 | WINDOW:EASE AND ADJUST INCLUDING REMOVE | NO | 19.27 | 774272
JW Rates | Carpentry and Joinery - Subcontract | 315006 | WINDOW:RENEW PREFINISHED SW CASEMENT DOUBLE GLAZED | SM | 177.51 | 774273
JW Rates | Carpentry and Joinery - Subcontract | 315007 | WINDOW:RENEW NE 0.9X0.6M SW CASEMENT DOUBLE GLAZED | NO | 170.38 | 774274
JW Rates | Carpentry and Joinery - Subcontract | 315008 | WINDOW:RENEW NE 0.9X0.6M HW CASEMENT DOUBLE GLAZED | NO | 244.8 | 774275
JW Rates | Carpentry and Joinery - Subcontract | 315009 | WINDOW:RENEW FIXED SASH NE 0.9X0.6M DOUBLE GLAZED | NO | 165.19 | 774276
JW Rates | Carpentry and Joinery - Subcontract | 315010 | WINDOW:RENEW FIXED PREFINISHED SASH DOUBLE GLAZED | NO | 174.56 | 774277
JW Rates | Carpentry and Joinery - Subcontract | 315011 | WINDOW:RENEW PIVOT SASH DOUBLE GLAZED | NO | 401.09 | 774278
JW Rates | Carpentry and Joinery - Subcontract | 315012 | WINDOW:RENEW PREFINISHED PIVOT SASH DOUBLE GLAZED | SM | 439.82 | 774279
JW Rates | Carpentry and Joinery - Subcontract | 315013 | WINDOW:RENEW SLIDING SASH DOUBLE GLAZED | NO | 330.51 | 774280
JW Rates | Carpentry and Joinery - Subcontract | 315014 | GLAZING REPAIRS:EXTRA FOR LAMINATED SAFETY | SM | 29.8 | 774281
JW Rates | Carpentry and Joinery - Subcontract | 315015 | WINDOW:RENEW SOFTWOOD PARTING OR STAFF BEAD | LM | 13.62 | 774282
JW Rates | Carpentry and Joinery - Subcontract | 315019 | WINDOW:RENEW SET OF SASH CORDS | IT | 34.03 | 774283
JW Rates | Carpentry and Joinery - Subcontract | 315021 | WINDOW:RENEW PULLEY WHEEL TO BOX SASH | NO | 49.02 | 774284
JW Rates | Carpentry and Joinery - Subcontract | 315023 | WINDOW:RENEW SASH WEIGHT(S) TO BOX SASH | NO | 83.57 | 774285
JW Rates | Carpentry and Joinery - Subcontract | 315025 | WINDOW:RENEW SPIRAL BALANCES TO BOX SASH | IT | 115.94 | 774286
JW Rates | Carpentry and Joinery - Subcontract | 315027 | WINDOW FRAME:CUT OUT AND SPLICE NEW SECTION | LM | 71.5 | 774287
JW Rates | Carpentry and Joinery - Subcontract | 315029 | WINDOW CILL:CUT OUT AND SPLICE NEW NE 300MM | IT | 56.84 | 774288
JW Rates | Carpentry and Joinery - Subcontract | 315031 | WINDOW CILL:CUT OUT AND SPLICE NEW OVER 300MM | LM | 83.1 | 774289
JW Rates | Carpentry and Joinery - Subcontract | 315033 | WINDOW FRAME:CUT OUT SPLICE AND EPOXY NEW SECTION | LM | 84.97 | 774290
JW Rates | Carpentry and Joinery - Subcontract | 315035 | WINDOW:RENEW GLAZING BEAD | LM | 11.28 | 774291
JW Rates | Carpentry and Joinery - Subcontract | 315039 | WINDOW:REFIX LOOSE GLAZING BEAD | LM | 6.89 | 774292
JW Rates | Carpentry and Joinery - Subcontract | 315041 | WINDOW:RENEW CILL NOSING | LM | 37.98 | 774293
JW Rates | Carpentry and Joinery - Subcontract | 315043 | WINDOW:RENEW GLAZING BAR | LM | 57.82 | 774294
JW Rates | Carpentry and Joinery - Subcontract | 315045 | WINDOW:RENEW WEATHER MOULD | LM | 11.66 | 774295
JW Rates | Carpentry and Joinery - Subcontract | 315047 | WINDOW:REPAIR SASH RAIL OR STILE | LM | 80.32 | 774296
JW Rates | Carpentry and Joinery - Subcontract | 315049 | WINDOW:OVERHAUL CASEMENT | NO | 59.72 | 774297
JW Rates | Carpentry and Joinery - Subcontract | 315051 | WINDOW:OVERHAUL SASH | NO | 70.65 | 774298
JW Rates | Carpentry and Joinery - Subcontract | 315053 | WINDOW:RENEW MULTIPOINT KEEPER | NO | 45.03 | 774299
JW Rates | Carpentry and Joinery - Subcontract | 315055 | WINDOW:RENEW TRICKLE WINDOW VENTILATOR | NO | 17.7 | 774300
JW Rates | Carpentry and Joinery - Subcontract | 315057 | WINDOW:RENEW ACOUSTIC WINDOW VENTILATOR | NO | 83.58 | 774301
JW Rates | Carpentry and Joinery - Subcontract | 315105 | TIMBER:EPOXY REPAIR NE 10MM X OVER 300MM | LM | 69.53 | 774302
JW Rates | Carpentry and Joinery - Subcontract | 315107 | TIMBER:EPOXY REPAIR NE 10MM X NE 300MM | NO | 44.08 | 774303
JW Rates | Carpentry and Joinery - Subcontract | 315109 | TIMBER:EPOXY REPAIR NE 25MM X NE 300MM PLAIN | NO | 54.28 | 774304
JW Rates | Carpentry and Joinery - Subcontract | 315111 | TIMBER:EPOXY REPAIR NE 50MM X NE 300MM PLAIN | NO | 63.41 | 774305
JW Rates | Carpentry and Joinery - Subcontract | 315113 | TIMBER:EPOXY REPAIR NE 75MM X NE 300MM PLAIN | NO | 80.65 | 774306
JW Rates | Carpentry and Joinery - Subcontract | 315115 | TIMBER:EPOXY REPAIR NE 25MM X NE 300MM IRREGULAR | NO | 56.75 | 774307
JW Rates | Carpentry and Joinery - Subcontract | 315117 | TIMBER:EPOXY REPAIR NE 50MM X NE 300MM IRREGULAR | NO | 67.3 | 774308
JW Rates | Carpentry and Joinery - Subcontract | 315119 | TIMBER:EPOXY REPAIR NE 75MM X NE 300MM IRREGULAR | NO | 87.32 | 774309
JW Rates | Carpentry and Joinery - Subcontract | 316101 | ALUMINIUM WDW:RENEW WITH ANODISED 1 LIGHT | SM | 396.14 | 774310
JW Rates | Carpentry and Joinery - Subcontract | 316103 | ALUMINIUM WDW:RENEW WITH ANODISED 2 LIGHT | SM | 426.23 | 774311
JW Rates | Carpentry and Joinery - Subcontract | 316105 | ALUMINIUM WDW:RENEW WITH ANODISED 3 LIGHT | SM | 456.32 | 774312
JW Rates | Carpentry and Joinery - Subcontract | 316209 | WINDOW:RENEW TIMBER SUB-FRAME TO METAL | LM | 41.18 | 774313
JW Rates | Carpentry and Joinery - Subcontract | 316401 | WINDOW:EASE OIL BUTTS ADJUST ANY METAL | NO | 12.64 | 774314
JW Rates | Carpentry and Joinery - Subcontract | 316405 | WINDOW:RENEW WEATHER/DRAUGHT PROOFING METAL | IT | 31.36 | 774315
JW Rates | Carpentry and Joinery - Subcontract | 316407 | WINDOW:OVERHAUL METAL | NO | 58.22 | 774316
JW Rates | Carpentry and Joinery - Subcontract | 317201 | WINDOW:EASE OIL BUTTS ADJUST ANY ALUMINIUM | NO | 12.25 | 774317
JW Rates | Carpentry and Joinery - Subcontract | 317205 | WINDOW:OVERHAUL ALUMINIUM | NO | 58.22 | 774318
JW Rates | Carpentry and Joinery - Subcontract | 318101 | WINDOW:RENEW FANLIGHT PVCU SASH | NO | 89.68 | 774319
JW Rates | Carpentry and Joinery - Subcontract | 318103 | WINDOW:RENEW SIDE HUNG PVCU SASH | NO | 173.45 | 774320
JW Rates | Carpentry and Joinery - Subcontract | 318105 | WINDOW:RENEW TRICKLE VENT TO PVCU | IT | 14.3 | 774321
JW Rates | Carpentry and Joinery - Subcontract | 318107 | WINDOW:RENEW HANDLE TO PVCU | NO | 16.05 | 774322
JW Rates | Carpentry and Joinery - Subcontract | 318108 | WINDOW:RENEW LOCKING HANDLE TO PVCU | NO | 17.55 | 774323
JW Rates | Carpentry and Joinery - Subcontract | 318109 | WINDOW:RENEW HINGE TO PVCU | NO | 16.67 | 774324
JW Rates | Carpentry and Joinery - Subcontract | 318111 | WINDOW:RENEW ESPAGNOLETTE LOCK TO PVCU | IT | 29.82 | 774325
JW Rates | Carpentry and Joinery - Subcontract | 318113 | WINDOW:RENEW SEALING GASKET TO PVCU | IT | 11.99 | 774326
JW Rates | Carpentry and Joinery - Subcontract | 318115 | WINDOW:CHECK LUBRICATE FITTINGS TO PVCU | IT | 9.56 | 774327
JW Rates | Carpentry and Joinery - Subcontract | 318117 | WINDOW:EASE AND ADJUST PVCU SASH | IT | 15.88 | 774328
JW Rates | Carpentry and Joinery - Subcontract | 318119 | WINDOW:OVERHAUL TILT TURN MECHANISM TO PVCU | NO | 26.68 | 774329
JW Rates | Carpentry and Joinery - Subcontract | 318121 | WINDOW:RENEW TILT TURN MECHANISM TO PVCU | NO | 171.89 | 774330
JW Rates | Carpentry and Joinery - Subcontract | 318123 | WINDOW:CHILD RESTRICTOR TO PVCU | NO | 16.38 | 774331
JW Rates | Carpentry and Joinery - Subcontract | 318125 | WINDOW:OVERHAUL PVCU | NO | 58.22 | 774332
JW Rates | Carpentry and Joinery - Subcontract | 318151 | WINDOW:RENEW GLAZING BEAD TO PVCU | LM | 8.79 | 774333
JW Rates | Carpentry and Joinery - Subcontract | 318155 | WINDOW:RENEW OPENER GASKET TO PVCU | LM | 4.44 | 774334
JW Rates | Carpentry and Joinery - Subcontract | 318157 | WINDOW:RENEW FRICTION STAY TO PVCU | NO | 17 | 774335
JW Rates | Carpentry and Joinery - Subcontract | 318159 | WINDOW:RENEW RESTRAINING WEDGES TO PVCU | NO | 3.4 | 774336
JW Rates | Carpentry and Joinery - Subcontract | 318161 | WINDOW:RENEW RESTRICTOR STAY TO PVCU | NO | 16.38 | 774337
JW Rates | Carpentry and Joinery - Subcontract | 318163 | WINDOW:RENEW LOCKING HANDLE TO PVCU LOCKING PLATE | NO | 17.06 | 774338
JW Rates | Carpentry and Joinery - Subcontract | 318165 | WINDOW:RENEW DRIP MOULD BEAD TO PVCU | LM | 8.01 | 774339
JW Rates | Carpentry and Joinery - Subcontract | 318167 | WINDOW:PROVIDE DRIP MOULD BEAD TO PVCU | LM | 6.17 | 774340
JW Rates | Carpentry and Joinery - Subcontract | 318169 | WINDOW:PROVIDE 30MM EXTENSION FLANGE TO PVCU | LM | 8.57 | 774341
JW Rates | Carpentry and Joinery - Subcontract | 318171 | WINDOW:PROVIDE 45MM EXTENSION FLANGE TO PVCU | LM | 9.04 | 774342
JW Rates | Carpentry and Joinery - Subcontract | 318173 | WINDOW:PROVIDE 30MM BOX EXTENSION TO PVCU | LM | 8.57 | 774343
JW Rates | Carpentry and Joinery - Subcontract | 318175 | WINDOW:PROVIDE 45MM BOX EXTENSION TO PVCU | LM | 9.04 | 774344
JW Rates | Carpentry and Joinery - Subcontract | 318177 | WINDOW:RENEW DRAIN CAPS TO PVCU | IT | 2.4 | 774345
JW Rates | Carpentry and Joinery - Subcontract | 318179 | WINDOW:REPOINT SILICONE TO PVCU FRAME | LM | 5.5 | 774346
JW Rates | Carpentry and Joinery - Subcontract | 318181 | WINDOW:RENEW QUADRANT FILLET TO PVCU | LM | 8.08 | 774347
JW Rates | Carpentry and Joinery - Subcontract | 318185 | WINDOW:RENEW CILL TO PVCU | LM | 46.68 | 774348
JW Rates | Carpentry and Joinery - Subcontract | 318187 | WINDOW:PROVIDE CILL TO PVCU | LM | 41.69 | 774349
JW Rates | Carpentry and Joinery - Subcontract | 318189 | WINDOW:RENEW CILL ENDS TO PVCU | NO | 4.27 | 774350
JW Rates | Carpentry and Joinery - 25 | 318201 | DOOR FRAME:RAKE OUT AND REPOINT SEALANT | IT | 19.35 | 774351
JW Rates | Carpentry and Joinery - 25 | 318203 | WINDOW FRAME:RAKE OUT AND REPOINT | IT | 20.43 | 774352
JW Rates | Carpentry and Joinery - 30 | 318207 | WINDOW FRAME:SUPPLY AND FIX BEAD OR SEALANT | IT | 31.58 | 774353
JW Rates | Carpentry and Joinery - 90 | 318301 | WINDOWS/DOORS:PVCU 1 BED HOUSE CHECK CLEAN | IT | 67.48 | 774354
JW Rates | Carpentry and Joinery - 115 | 318303 | WINDOWS/DOORS:PVCU 2 BED HOUSE CHECK CLEAN | IT | 84.42 | 774355
JW Rates | Carpentry and Joinery - 130 | 318305 | WINDOWS/DOORS:PVCU 3 BED HOUSE CHECK CLEAN | IT | 95.17 | 774356
JW Rates | Carpentry and Joinery - 150 | 318307 | WINDOWS/DOORS:PVCU 4 BED HOUSE CHECK CLEAN | IT | 109.02 | 774357
JW Rates | Carpentry and Joinery - 165 | 318309 | WINDOWS/DOORS:PVCU 5 BED HOUSE CHECK CLEAN | IT | 119.76 | 774358
JW Rates | Carpentry and Joinery - 72 | 318311 | WINDOWS/DOORS:PVCU 1 BED FLAT CHECK CLEAN | IT | 53.4 | 774359
JW Rates | Carpentry and Joinery - 80 | 318313 | WINDOWS/DOORS:PVCU 2 BED FLAT CHECK CLEAN | IT | 59.83 | 774360
JW Rates | Carpentry and Joinery - 110 | 318315 | WINDOWS/DOORS:PVCU 3 BED FLAT CHECK CLEAN | IT | 79.85 | 774361
JW Rates | Carpentry and Joinery - 135 | 318317 | WINDOWS/DOORS:PVCU 4 BED FLAT CHECK CLEAN | IT | 96.77 | 774362
JW Rates | Carpentry and Joinery - 140 | 318319 | WINDOWS/DOORS:PVCU 5 BED FLAT CHECK CLEAN | IT | 101.34 | 774363
JW Rates | Carpentry and Joinery - Subcontract | 318351 | WINDOW:SUPPLY AND FIT SECURITY GRILL TO WINDOW | SM | 394.65 | 774364
JW Rates | Carpentry and Joinery - Subcontract | 318353 | WINDOW SECURITY GRILL:REMOVE RESIDENTS METAL GRILL | SM | 25.97 | 774365
JW Rates | Carpentry and Joinery - Subcontract | 318355 | DOOR SECURITY GRILL:REMOVE RESIDENTS METAL GRILL | SM | 32.16 | 774366
JW Rates | Carpentry and Joinery - Subcontract | 318401 | WINDOW/DOOR:RENEW ALUMINIUM INSULATED PANEL | SM | 102.27 | 774367
JW Rates | Carpentry and Joinery - Subcontract | 318557 | WINDOW:OVERHAUL METAL GRILLE | NO | 89 | 774368
JW Rates | Carpentry and Joinery - Subcontract | 319001 | ROOF WINDOW:RENEW NE 0.78X0.98M | NO | 922.56 | 774369
JW Rates | Carpentry and Joinery - Subcontract | 319003 | ROOF WINDOW:RENEW NE 1.14X1.18M | NO | 1156.54 | 774370
JW Rates | Carpentry and Joinery - Subcontract | 319005 | ROOF WINDOW:RENEW NE 1.34X1.40M | NO | 1312.94 | 774371
JW Rates | Carpentry and Joinery - Subcontract | 319101 | ROOF WINDOW:REMEDY LEAK OR REDRESS FLASHINGS | NO | 46.78 | 774372
JW Rates | Carpentry and Joinery - Subcontract | 319103 | ROOF WINDOW:OVERHAUL OPENING GEAR | NO | 63.47 | 774373
JW Rates | Carpentry and Joinery - Subcontract | 319105 | ROOF WINDOW:RENEW CONTROL CORDS | NO | 38.53 | 774374
JW Rates | Carpentry and Joinery - Subcontract | 319107 | ROOF WINDOW:OVERHAUL | NO | 67.93 | 774375
JW Rates | Carpentry and Joinery - Subcontract | 321105 | DOOR:RENEW HW PANELLED OR GLAZED BACK DOOR | NO | 539.81 | 774376
JW Rates | Carpentry and Joinery - Subcontract | 321106 | DOORSET:RENEW HW PANELLED OR GLAZED BACK DOOR | NO | 744.49 | 774377
JW Rates | Carpentry and Joinery - Subcontract | 321107 | DOOR:RENEW HW PANELLED OR GLAZED FRONT DOOR | NO | 653.94 | 774378
JW Rates | Carpentry and Joinery - Subcontract | 321108 | DOORSET:RENEW HW PANELLED OR GLAZED FRONT DOOR | NO | 871.57 | 774379
JW Rates | Carpentry and Joinery - Subcontract | 321305 | DOOR:RENEW PM HW PANELLED OR GLAZED BACK DOOR | NO | 745.37 | 774380
JW Rates | Carpentry and Joinery - Subcontract | 321307 | DOOR:RENEW PM HW PANELLED OR GLAZED FRONT DOOR | NO | 872.44 | 774381
JW Rates | Carpentry and Joinery - Subcontract | 321505 | DOOR:RENEW SW PANELLED OR GLAZED BACK DOOR | NO | 509.97 | 774382
JW Rates | Carpentry and Joinery - Subcontract | 321507 | DOOR:RENEW SW PANELLED OR GLAZED FRONT DOOR | NO | 630.89 | 774383
JW Rates | Carpentry and Joinery - Subcontract | 321705 | DOOR:RENEW PM SW PANELLED OR GLAZED BACK DOOR | NO | 826.31 | 774384
JW Rates | Carpentry and Joinery - Subcontract | 321707 | DOOR:RENEW PM SW PANELLED OR GLAZED FRONT DOOR | NO | 941.05 | 774385
JW Rates | Carpentry and Joinery - Subcontract | 322101 | DOOR:HIGH PERFORMANCE COMPOSITE BACK DOOR | NO | 1000.4 | 774386
JW Rates | Carpentry and Joinery - Subcontract | 322103 | DOOR:HIGH PERFORMANCE COMPOSITE FRONT DOOR | NO | 1081.62 | 774387
JW Rates | Carpentry and Joinery - Subcontract | 322111 | DOOR:HIGH PERFORMANCE COMPOSITE 1/2 HOUR BACK | NO | 1051.84 | 774388
JW Rates | Carpentry and Joinery - Subcontract | 322113 | DOOR:HIGH PERFORMANCE COMPOSITE 1/2 HOUR FRONT | NO | 1096.01 | 774389
JW Rates | Carpentry and Joinery - Subcontract | 322115 | DOORSET:HIGH PERFORMANCE COMPOSITE 1/2 HOUR BACK | NO | 1228.79 | 774390
JW Rates | Carpentry and Joinery - Subcontract | 322117 | DOORSET:HIGH PERFORMANCE COMPOSITE 1/2 HOUR FRONT | NO | 1310.01 | 774391
JW Rates | Carpentry and Joinery - Subcontract | 322119 | DOORSET:HIGH PERFORMANCE COMPOSITE LBS | NO | 1007.01 | 774392
JW Rates | Carpentry and Joinery - Subcontract | 322201 | DOORSET:FD30S DOORSET | NO | 1379.4 | 774393
JW Rates | Carpentry and Joinery - Subcontract | 322203 | DOORSET:FD30S DOORSET FANLIGHT NE 0.50SM | NO | 1701.64 | 774394
JW Rates | Carpentry and Joinery - Subcontract | 322205 | DOORSET:FD30S DOORSET FANLIGHT NE1.00SM | NO | 1829.54 | 774395
JW Rates | Carpentry and Joinery - Subcontract | 322207 | DOORSET:FD30S DOORSET SIDELIGHT NE 1.00SM | NO | 2205.2 | 774396
JW Rates | Carpentry and Joinery - Subcontract | 322209 | DOORSET:FD30S DOORSET SIDELIGHT OVER 1.00SM | NO | 2535.43 | 774397
JW Rates | Carpentry and Joinery - Subcontract | 322211 | DOORSET:FD30S DOORSET FANLIGHT SIDELIGHT NE 1SM | NO | 2872.72 | 774398
JW Rates | Carpentry and Joinery - Subcontract | 322213 | DOORSET:FD30S DOORSET FANLIGHT SIDELIGHT OVER 1SM | NO | 3310.05 | 774399
JW Rates | Carpentry and Joinery - Subcontract | 323001 | DOOR:RENEW FLUSH EXTERNAL | NO | 332.11 | 774400
JW Rates | Carpentry and Joinery - Subcontract | 323003 | DOOR:RENEW FLUSH GLAZED EXTERNAL | NO | 397.61 | 774401
JW Rates | Carpentry and Joinery - Subcontract | 323101 | DOOR:RENEW 1/2HR FLUSH FRONT DOOR | NO | 480.97 | 774402
JW Rates | Carpentry and Joinery - Subcontract | 323103 | DOOR:RENEW 1HR FLUSH FRONT DOOR | NO | 681.69 | 774403
JW Rates | Carpentry and Joinery - Subcontract | 323105 | DOOR:RENEW 1/2HR FLUSH COMMUNAL DOOR | NO | 392.07 | 774404
JW Rates | Carpentry and Joinery - Subcontract | 323107 | DOOR:RENEW 1HR FLUSH COMMUNAL DOOR | NO | 558.45 | 774405
JW Rates | Carpentry and Joinery - Subcontract | 323501 | DOORSET:RENEW PVCU PANELLED GLAZED DOOR AND FRAME | NO | 648.99 | 774406
JW Rates | Carpentry and Joinery - Subcontract | 323503 | DOORSET:RENEW PVCU 2 PANEL DOOR AND FRAME | NO | 690.5 | 774407
JW Rates | Carpentry and Joinery - Subcontract | 323505 | DOOR:RENEW PVCU PANELLED GLAZED DOOR | NO | 571.37 | 774408
JW Rates | Carpentry and Joinery - Subcontract | 323507 | DOOR:RENEW PVCU 2 PANEL DOOR | NO | 571.37 | 774409
JW Rates | Carpentry and Joinery - Subcontract | 323509 | DOOR:RENEW PVCU TILT AND TURN FRENCH DOOR | IT | 2130.73 | 774410
JW Rates | Carpentry and Joinery - Subcontract | 323601 | DOOR:HIGH PERFORMANCE PVCU BACK DOOR | NO | 600.09 | 774411
JW Rates | Carpentry and Joinery - Subcontract | 323603 | DOOR:HIGH PERFORMANCE PVCU FRONT DOOR | NO | 644.26 | 774412
JW Rates | Carpentry and Joinery - Subcontract | 323611 | DOOR:HIGH PERFORMANCE PVCU 1/2 HOUR BACK DOORSET | NO | 717.44 | 774413
JW Rates | Carpentry and Joinery - Subcontract | 323613 | DOOR:HIGH PERFORMANCE PVCU 1/2 HOUR FRONT DOORSET | NO | 798.67 | 774414
JW Rates | Carpentry and Joinery - Subcontract | 323701 | ENT FIRE DOORSET:RENEW SOLID FD30 NO FANLIGHT | IT | 1644.86 | 774415
JW Rates | Carpentry and Joinery - Subcontract | 323703 | ENT FIRE DOORSET:RENEW SOLID FD30 SOLID FANLIGHT | IT | 2040.88 | 774416
JW Rates | Carpentry and Joinery - Subcontract | 323705 | ENT FIRE DOORSET:RENEW SOLID FD30 GLAZED FANLIGHT | IT | 2107.54 | 774417
JW Rates | Carpentry and Joinery - Subcontract | 323707 | ENT FIRE DOORSET:RENEW SOLID FD30 GLAZED SIDELIGHT | IT | 2571.52 | 774418
JW Rates | Carpentry and Joinery - Subcontract | 323709 | ENT FIRE DOORSET:RENEW SOLID FD30 GL FAN&SIDELIGHT | IT | 3034.19 | 774419
JW Rates | Carpentry and Joinery - Subcontract | 323801 | ENT FIRE DOORSET:RENEW ONE GLAZED FD30 NO FANLIGHT | IT | 2141.38 | 774420
JW Rates | Carpentry and Joinery - Subcontract | 323803 | ENT FIRE DOORSET:RENEW 1 GLAZD FD30 SOLID FANLIGHT | IT | 2549.69 | 774421
JW Rates | Carpentry and Joinery - Subcontract | 323805 | ENT FIRE DOORSET:RENEW 1 GLAZED FD30 GL FANLIGHT | IT | 2604.04 | 774422
JW Rates | Carpentry and Joinery - Subcontract | 323807 | ENT FIRE DOORSET:RENEW 1 GLAZED FD30 GL SIDELIGHT | IT | 3068.05 | 774423
JW Rates | Carpentry and Joinery - Subcontract | 323809 | ENT FIRE DOORSET:RENEW 1 GLAZED FD30 FAN&SIDELIGHT | IT | 3160.62 | 774424
JW Rates | Carpentry and Joinery - Subcontract | 323901 | ENT FIRE DOORSET:RENEW TWO GLAZED FD30 NO FANLIGHT | IT | 2521.84 | 774425
JW Rates | Carpentry and Joinery - Subcontract | 323903 | ENT FIRE DOORSET:RENEW 2 GLAZD FD30 SOLID FANLIGHT | IT | 2917.61 | 774426
JW Rates | Carpentry and Joinery - Subcontract | 323905 | ENT FIRE DOORSET:RENEW 2 GLAZED FD30 GL FANLIGHT | IT | 2984.22 | 774427
JW Rates | Carpentry and Joinery - Subcontract | 323907 | ENT FIRE DOORSET:RENEW 2 GLAZED FD30 GL SIDELIGHT | IT | 3078.12 | 774428
JW Rates | Carpentry and Joinery - Subcontract | 323909 | ENT FIRE DOORSET:RENEW 2 GLAZED FD30 FAN&SIDELIGHT | IT | 3910.89 | 774429
JW Rates | Carpentry and Joinery - 30 | 324101 | DOOR:EASE ADJUST INCLUDING REMOVE | NO | 19.41 | 774430
JW Rates | Carpentry and Joinery - 15 | 324107 | DOOR:REFIX LOOSE GLAZING BEADS | NO | 10.67 | 774431
JW Rates | Carpentry and Joinery - 45 | 324109 | DOOR:RENEW PLYWOOD PANEL | NO | 39.33 | 774432
JW Rates | Carpentry and Joinery - 45 | 324110 | DOOR:REFIX PLYWOOD PANEL | SM | 33.18 | 774433
JW Rates | Carpentry and Joinery - 50 | 324111 | DOOR:PATCH OR REPAIR DOOR STILE | NO | 33.95 | 774434
JW Rates | Carpentry and Joinery - 120 | 324113 | DOOR:RENEW SOFTWOOD DOOR STILE | IT | 91.99 | 774435
JW Rates | Carpentry and Joinery - 20 | 324115 | DOOR:SUPPLY AND FIX WEATHERBOARD | NO | 19.64 | 774436
JW Rates | Carpentry and Joinery - 30 | 324116 | DOOR:RENEW WEATHERBOARD | NO | 26.7 | 774437
JW Rates | Carpentry and Joinery - 10 | 324117 | DOOR:PROVIDE HARDWOOD RAIN DEFLECTOR | NO | 19.47 | 774438
JW Rates | Carpentry and Joinery - 12 | 324119 | DOOR:RENEW HARDWOOD GLAZING BEADS | LM | 12.66 | 774439
JW Rates | Carpentry and Joinery - 125 | 324121 | DOOR:RENEW HARDWOOD DOOR STILE | IT | 122.63 | 774440
JW Rates | Carpentry and Joinery - Subcontract | 324123 | DOOR:OVERHAUL EXTERNAL COMPLETE | NO | 123.06 | 774441
JW Rates | Carpentry and Joinery - Subcontract | 324125 | DOOR:OVERHAUL EXTERNAL COMPLETE FANLIGHT | NO | 150.31 | 774442
JW Rates | Carpentry and Joinery - Subcontract | 325101 | DOOR:RENEW ANY BUTT HINGE TO PVCU/COMPOSITE | NO | 15.21 | 774443
JW Rates | Carpentry and Joinery - Subcontract | 325103 | DOOR:OVERHAUL MULTIPOINT LOCK TO PVCU/COMPOSITE | IT | 16.18 | 774444
JW Rates | Carpentry and Joinery - Subcontract | 325105 | DOOR:RENEW MULTIPOINT LOCK TO PVCU/COMPOSITE | NO | 131.37 | 774445
JW Rates | Carpentry and Joinery - Subcontract | 325107 | DOOR:ADJUST LOCK TO PVCU/COMPOSITE | NO | 37.19 | 774446
JW Rates | Carpentry and Joinery - Subcontract | 325109 | DOOR:RENEW LOCK CYLINDER TO PVCU/COMPOSITE | NO | 38.99 | 774447
JW Rates | Carpentry and Joinery - Subcontract | 325111 | DOOR:RENEW LOCK CATCH OR KEEP TO PVCU/COMPOSITE | NO | 20.14 | 774448
JW Rates | Carpentry and Joinery - Subcontract | 325113 | DOOR:REPAIR HANDLES TO PVCU/COMPOSITE | NO | 21.51 | 774449
JW Rates | Carpentry and Joinery - Subcontract | 325115 | DOOR:RENEW HANDLES TO PVCU/COMPOSITE | NO | 38.68 | 774450
JW Rates | Carpentry and Joinery - Subcontract | 325117 | DOOR:OVERHAUL PVCU/COMPOSITE | NO | 51.94 | 774451
JW Rates | Carpentry and Joinery - Subcontract | 325123 | DOOR:RENEW PANEL NE 0.5SM TO PVCU/COMPOSITE | NO | 83.02 | 774452
JW Rates | Carpentry and Joinery - Subcontract | 325125 | DOOR:RENEW PANEL 0.5-1.0SM TO PVCU/COMPOSITE | NO | 114.17 | 774453
JW Rates | Carpentry and Joinery - Subcontract | 325127 | DOOR:RENEW LETTERPLATE TO PVCU/COMPOSITE | NO | 55.31 | 774454
JW Rates | Carpentry and Joinery - Subcontract | 325129 | DOOR:RENEW DRAUGHT-PROOFING TO PVCU/COMPOSITE | NO | 23.91 | 774455
JW Rates | Carpentry and Joinery - Subcontract | 325131 | DOOR:RENEW DOOR CLOSER TO PVCU/COMPOSITE | NO | 55.7 | 774456
JW Rates | Carpentry and Joinery - Subcontract | 325133 | DOOR:RENEW THRESHOLD TO PVCU/COMPOSITE | NO | 37.58 | 774457
JW Rates | Carpentry and Joinery - Subcontract | 326105 | DOOR:EASE OIL AND ADJUST STEEL | NO | 18.82 | 774458
JW Rates | Carpentry and Joinery - Subcontract | 326107 | DOOR:RENEW LOCK TO STEEL | NO | 105.28 | 774459
JW Rates | Carpentry and Joinery - Subcontract | 326109 | DOOR:OVERHAUL METAL | NO | 48.96 | 774460
JW Rates | Carpentry and Joinery - Subcontract | 326111 | DOORS:CARRY OUT WELDED REPAIR | LM | 24.27 | 774461
JW Rates | Carpentry and Joinery - Subcontract | 326121 | FRAME:RENEW METAL EXT DOOR COMPLETE | NO | 215.13 | 774462
JW Rates | Carpentry and Joinery - Subcontract | 327101 | DOOR:EASE OIL AND ADJUST ALUMINIUM | NO | 12.64 | 774463
JW Rates | Carpentry and Joinery - Subcontract | 327103 | DOOR:RENEW LOCK TO ALUMINIUM | NO | 105.28 | 774464
JW Rates | Carpentry and Joinery - Subcontract | 327105 | PATIO DOOR:RENEW DOUBLE GLAZED ALUMINIUM DOOR | NO | 2167.03 | 774465
JW Rates | Carpentry and Joinery - Subcontract | 327107 | DOORSET:RENEW GLAZED ANODISED ALUMINIUM DOORSET | IT | 874.5 | 774466
JW Rates | Carpentry and Joinery - Subcontract | 327109 | DOORSET:RENEW GLAZED AA DOORSET FANLIGHT NE 0.50SM | IT | 1058.15 | 774467
JW Rates | Carpentry and Joinery - Subcontract | 327111 | DOORSET:RENEW GLAZED AA DOORSET FANLIGHT NE 1.00SM | IT | 1137.53 | 774468
JW Rates | Carpentry and Joinery - Subcontract | 327113 | DOORSET:RENEW GLAZED AA DOORSET SIDELIGHT NE1.00SM | IT | 1344.82 | 774469
JW Rates | Carpentry and Joinery - Subcontract | 327115 | DOORSET:RENEW GLAZED AA DOORSET SIDELIGHT 1.00SM | IT | 1525.39 | 774470
JW Rates | Carpentry and Joinery - Subcontract | 327117 | DOORSET:RENEW GLAZED AA FANLIGHT SIDELIGHT NE1SM | IT | 1725.76 | 774471
JW Rates | Carpentry and Joinery - Subcontract | 327119 | DOORSET:RENEW GLAZED AA FANLIGHT SIDELIGHT 1SM | IT | 1987.52 | 774472
JW Rates | Carpentry and Joinery - 183 | 328101 | DOOR:RENEW L AND B DOOR | NO | 266.23 | 774473
JW Rates | Carpentry and Joinery - 203 | 328103 | DOOR:RENEW FL AND B DOOR | NO | 241.45 | 774474
JW Rates | Carpentry and Joinery - 25 | 328105 | DOOR:RENEW BOARD TO LEDGED AND BRACED DOOR | IT | 23.27 | 774475
JW Rates | Carpentry and Joinery - 20 | 328107 | DOOR:RENEW LEDGE OR BRACE TO DOOR | IT | 15.43 | 774476
JW Rates | Carpentry and Joinery - TBC | 328108 | Fit only external front, rear or side doors | IT | 308.33 | 774477
JW Rates | Carpentry and Joinery - Subcontract | 328109 | GARAGE FRAME:RENEW TO SIDE DOOR | NO | 273.77 | 774478
JW Rates | Carpentry and Joinery - Subcontract | 328111 | GARAGE FRAME:RENEW 25X75MM FILLET | LM | 12.21 | 774479
JW Rates | Carpentry and Joinery - 120 | 330001 | DOOR:RENEW INTERNAL PLY FLUSH | NO | 159.93 | 774480
JW Rates | Carpentry and Joinery - 120 | 330003 | DOOR:RENEW INTERNAL HARDBOARD FACED | NO | 149.88 | 774481
JW Rates | Carpentry and Joinery - 120 | 330005 | DOOR:RENEW INTERNAL EMBOSSED PANELLED | NO | 157.95 | 774482
JW Rates | Carpentry and Joinery - 360 | 330006 | COMMUNAL INTERNAL DOORSET | IT | 2454.6 | 774483
JW Rates | Carpentry and Joinery - 165 | 330007 | DOOR:RENEW INTERNAL SOFTWOOD GLAZED | NO | 351.71 | 774484
JW Rates | Carpentry and Joinery - 165 | 330009 | DOOR:RENEW INTERNAL HARDWOOD GLAZED | NO | 394.78 | 774485
JW Rates | Carpentry and Joinery - 120 | 330011 | DOOR:RENEW INTERNAL HARDWOOD VENEERED | NO | 197.31 | 774486
JW Rates | Carpentry and Joinery - 217 | 330013 | DOOR:RENEW 1/2HR FIRE INTERNAL | NO | 273.58 | 774487
JW Rates | Carpentry and Joinery - 217 | 330014 | DOOR:RENEW 1/2HR FIRE INTERNAL - PREFINISHED | NO | 277.84 | 774488
JW Rates | Carpentry and Joinery - 237 | 330015 | DOOR:RENEW 1HR FIRE INTERNAL-STANDARD SIZE | NO | 381.61 | 774489
JW Rates | Carpentry and Joinery - 237 | 330016 | DOOR:RENEW 1HR FIRE INTERNAL - PREFINISHED | NO | 393.03 | 774490
JW Rates | Carpentry and Joinery - 220 | 330017 | DOOR:RENEW 1/2HR GLAZED FIRE INTERNAL | NO | 449.56 | 774491
JW Rates | Carpentry and Joinery - 40 | 330019 | DOOR:SUPPLY AND FIX SLIDING DOOR GEAR | NO | 144.31 | 774492
JW Rates | Carpentry and Joinery - 20 | 330021 | DOOR:CUT OPENINGS/SUPPLY AND FIX 225X75MM VENTS | IT | 16.56 | 774493
JW Rates | Carpentry and Joinery - 75 | 330023 | DOOR:FORM VISION PANEL TO INTERNAL | NO | 101.67 | 774494
JW Rates | Carpentry and Joinery - 182 | 330031 | DOOR:RENEW INTERNAL PLY FLUSH - DECORATE | NO | 212.75 | 774495
JW Rates | Carpentry and Joinery - 182 | 330032 | DOOR:RENEW INTERNAL PLY FLUSH - PREFINISHED | NO | 235.59 | 774496
JW Rates | Carpentry and Joinery - 182 | 330033 | DOOR:RENEW INTERNAL HARDBOARD FACED - DECORATE | NO | 202.71 | 774497
JW Rates | Carpentry and Joinery - 182 | 330035 | DOOR:RENEW INTERNAL EMBOSSED PANELLED - DECORATE | NO | 210.77 | 774498
JW Rates | Carpentry and Joinery - 225 | 330037 | DOOR:RENEW INTERNAL SOFTWOOD GLAZED - DECORATE | NO | 399.56 | 774499
JW Rates | Carpentry and Joinery - 210 | 330039 | DOOR:RENEW INTERNAL HARDWOOD GLAZED - DECORATE | NO | 431.6 | 774500
JW Rates | Carpentry and Joinery - 165 | 330041 | DOOR:RENEW INTERNAL HARDWOOD VENEERED - DECORATE | NO | 232.76 | 774501
JW Rates | Carpentry and Joinery - 279 | 330043 | DOOR:RENEW 1/2HR FIRE INTERNAL - DECORATE | NO | 326.4 | 774502
JW Rates | Carpentry and Joinery - 299 | 330045 | DOOR:RENEW 1HR FIRE INTERNAL - DECORATE | NO | 434.43 | 774503
JW Rates | Carpentry and Joinery - 280 | 330047 | DOOR:RENEW 1/2HR GLAZED FIRE INTERNAL - DECORATE | NO | 497.41 | 774504
JW Rates | Carpentry and Joinery - 230 | 330051 | DOOR:RENEW 1/2HR FD30 FIRE INTERNAL AND STOPS | NO | 287.27 | 774505
JW Rates | Carpentry and Joinery - 250 | 330053 | DOOR:RENEW 1HR FD60 FIRE INTERNAL AND STOPS | NO | 409.41 | 774506
JW Rates | Carpentry and Joinery - 180 | 330055 | DOOR AND FRAME:UPGRADE TO FD30S | NO | 305.81 | 774507
JW Rates | Carpentry and Joinery - 730 | 330071 | FIRE DOORS:RENEW PAIR 1HR FD60 FLUSH COMMUNAL | IT | 1077.69 | 774508
JW Rates | Carpentry and Joinery - 730 | 330073 | FIRE DOORS:RENEW PR 1HR FD60G FLUSH COMMUNAL | IT | 1424.14 | 774509
JW Rates | Carpentry and Joinery - 630 | 330081 | FIRE DOOR:RENEW PAIR 1/2HR FD30 FLUSH COMMUNAL | IT | 673.74 | 774510
JW Rates | Carpentry and Joinery - 680 | 330083 | FIRE DOOR:RENEW PR 1/2HR FD30G FLUSH COMMUNAL | IT | 981.8 | 774511
JW Rates | Carpentry and Joinery - 337 | 330091 | FIRE DOORSET:INSTALL 1/2HR FD30 INTERNAL & FRAME | IT | 361.01 | 774512
JW Rates | Carpentry and Joinery - 340 | 330093 | FIRE DOORSET:INSTALL 1/2HR FD30G INTERNAL & FRAME | IT | 502.15 | 774513
JW Rates | Carpentry and Joinery - 357 | 330095 | FIRE DOORSET:INSTALL 1HR FD60 INTERNAL & FRAME | IT | 449.9 | 774514
JW Rates | Carpentry and Joinery - 360 | 330097 | FIRE DOORSET:INSTALL 1HR FD60G INTERNAL & FRAME | IT | 590.32 | 774515
JW Rates | Carpentry and Joinery - 60 | 335003 | DOOR:EASE ADJUST REHANG INTERNAL NEW BUTTS | NO | 41.69 | 774516
JW Rates | Carpentry and Joinery - 90 | 335005 | DOOR:PATCH REPAIR INTERNAL | IT | 62.16 | 774517
JW Rates | Carpentry and Joinery - 90 | 335009 | DOOR:RENEW STILE OR RAIL INTERNAL | IT | 73.47 | 774518
JW Rates | Carpentry and Joinery - 45 | 335011 | DOOR:RENEW HARDWOOD EDGING STRIPS INTERNAL | IT | 45.65 | 774519
JW Rates | Carpentry and Joinery - 75 | 335091 | DOOR:OVERHAUL INTERNAL COMPLETE | NO | 61.37 | 774520
JW Rates | Carpentry and Joinery - Subcontract | 341101 | FRAME:RENEW SOFTWOOD EXT DOOR COMPLETE | NO | 215.17 | 774521
JW Rates | Carpentry and Joinery - Subcontract | 341103 | FRAME:RENEW SOFTWOOD EXT DOOR WITH CILL COMPLETE | NO | 229.6 | 774522
JW Rates | Carpentry and Joinery - Subcontract | 341105 | FRAME:RENEW SOFTWOOD EXT DOOR FANLIGHT COMPLETE | NO | 351.97 | 774523
JW Rates | Carpentry and Joinery - Subcontract | 341151 | FRAME:RENEW HARDWOOD EXT DOOR COMPLETE | NO | 305.33 | 774524
JW Rates | Carpentry and Joinery - Subcontract | 341153 | FRAME:RENEW HARDWOOD EXT DOOR WITH CILL COMPLETE | NO | 331.32 | 774525
JW Rates | Carpentry and Joinery - Subcontract | 341155 | FRAME:RENEW HARDWOOD EXT DOOR FANLIGHT COMPLETE | NO | 490.25 | 774526
JW Rates | Carpentry and Joinery - Subcontract | 341201 | FRAME:RENEW EXTERNAL PROPRIETARY | NO | 440.44 | 774527
JW Rates | Carpentry and Joinery - Subcontract | 341203 | FRAME:RENEW PROPRIETARY FRAME WITH CILL COMPLETE | NO | 463.6 | 774528
JW Rates | Carpentry and Joinery - Subcontract | 341205 | FRAME:RENEW PROPRIETARY FANLIGHT COMPLETE | NO | 557.79 | 774529
JW Rates | Carpentry and Joinery - Subcontract | 341207 | FRAME:RENEW PROPRIETARY FANLIGHT CILL | NO | 580.95 | 774530
JW Rates | Carpentry and Joinery - Subcontract | 341301 | FRAME:RENEW SOFTWOOD COMBINATION UNIT | SM | 616.46 | 774531
JW Rates | Carpentry and Joinery - Subcontract | 341401 | FRAME:RENEW PREFINISHED SOFTWOOD COMBINATION UNIT | SM | 608.83 | 774532
JW Rates | Carpentry and Joinery - Subcontract | 341501 | FRAME:RENEW HARDWOOD COMBINATION UNIT | SM | 903.05 | 774533
JW Rates | Carpentry and Joinery - Subcontract | 341607 | FRAME:RENEW PVCU COMBINATION UNIT | SM | 515.93 | 774534
JW Rates | Carpentry and Joinery - Subcontract | 341701 | WATERBAR:RENEW | NO | 23.68 | 774535
JW Rates | Carpentry and Joinery - Subcontract | 341705 | WATERBAR:REFIX WATERBAR | NO | 13.1 | 774536
JW Rates | Carpentry and Joinery - Subcontract | 341901 | WEATHERSTRIP:FIX AA TO DOOR AND FRAME | NO | 35.21 | 774537
JW Rates | Carpentry and Joinery - Subcontract | 341903 | WEATHERSTRIP:RENEW REBATED TO DOOR | NO | 41.39 | 774538
JW Rates | Carpentry and Joinery - Subcontract | 341905 | CILL:RENEW OR SUPPLY AND FIX PROPRIETARY CILL | NO | 79.01 | 774539
JW Rates | Carpentry and Joinery - Subcontract | 341907 | CILL:REFIX STORMGUARD THRESHOLD CILL | NO | 13.1 | 774540
JW Rates | Carpentry and Joinery - Subcontract | 341921 | DRAUGHTPROOF:RENEW FOAM STRIP | LM | 3.73 | 774541
JW Rates | Carpentry and Joinery - Subcontract | 341923 | DRAUGHTPROOF:RENEW PLASTIC BRUSH TYPE | LM | 8.98 | 774542
JW Rates | Carpentry and Joinery - Subcontract | 341931 | THRESHOLD:RENEW TRAPPER BAR RUBBER | IT | 8.46 | 774543
JW Rates | Carpentry and Joinery - 120 | 342105 | FRAME:RENEW INTERNAL WITH STOPS AND ARCHITRAVES | NO | 125.65 | 774544
JW Rates | Carpentry and Joinery - 150 | 342106 | FRAME:RENEW DOUBLE INTERNAL STOPS ARCHITRAVES | NO | 152.21 | 774545
JW Rates | Carpentry and Joinery - 160 | 342107 | FRAME:RENEW INTERNAL STOPS+ARCHS+DOOR REMOVAL | NO | 153.33 | 774546
JW Rates | Carpentry and Joinery - 200 | 342108 | FRAME:RENEW DOUBLE INTERNAL STOPS+ARCHS+DOOR REM | NO | 186.06 | 774547
JW Rates | Carpentry and Joinery - 220 | 342110 | FRAME:RENEW INTERNAL DOUBLE FANLIGHT ARCH STOPS | NO | 261.67 | 774548
JW Rates | Carpentry and Joinery - 185 | 342115 | FRAME:RENEW INTERNAL FANLIGHT ARCHITRAVE STOPS | NO | 202.71 | 774549
JW Rates | Carpentry and Joinery - 80 | 342301 | FRAME:RENEW CLOSING EXTERNAL SOFTWOOD JAMB | NO | 69.79 | 774550
JW Rates | Carpentry and Joinery - 90 | 342302 | FRAME:RENEW CLOSING EXTERNAL HARDWOOD JAMB | NO | 85.63 | 774551
JW Rates | Carpentry and Joinery - 100 | 342303 | FRAME:RENEW HANGING EXTERNAL SOFTWOOD JAMB | NO | 82.13 | 774552
JW Rates | Carpentry and Joinery - 110 | 342304 | FRAME:RENEW HANGING EXTERNAL HARDWOOD JAMB | NO | 97.99 | 774553
JW Rates | Carpentry and Joinery - 60 | 342307 | FRAME:SPLICE EXTERNAL REPAIR NE 1.0M | NO | 44.58 | 774554
JW Rates | Carpentry and Joinery - 60 | 342309 | FRAME:REFIX LOOSE EXTERNAL FRAME | NO | 45.63 | 774555
JW Rates | Carpentry and Joinery - 40 | 342311 | FRAME:REPAIR AFTER FORCED ENTRY | NO | 25.59 | 774556
JW Rates | Carpentry and Joinery - 3 | 342313 | FRAME:RAKE OUT AND REPOINT EXTERNAL SEALANT | LM | 2.97 | 774557
JW Rates | Carpentry and Joinery - 90 | 342315 | FRAME:RENEW HARDWOOD CILL | NO | 107.5 | 774558
JW Rates | Carpentry and Joinery - 65 | 342317 | FRAME:RENEW INTERNAL CLOSING JAMB | NO | 59.06 | 774559
JW Rates | Carpentry and Joinery - 45 | 342321 | FRAME:SPLICE INTERNAL REPAIR | NO | 34.01 | 774560
JW Rates | Carpentry and Joinery - 50 | 342323 | FRAME:REFIX LOOSE INTERNAL DOOR FRAME | NO | 32.37 | 774561
JW Rates | Carpentry and Joinery - 20 | 342325 | FRAME:REPAIR LOOSE INTERNAL FRAME JOINTS | NO | 12.94 | 774562
JW Rates | Carpentry and Joinery - 25 | 342501 | STOP:RENEW SOFTWOOD DOOR STOP SET | IT | 24 | 774563
JW Rates | Carpentry and Joinery - 8 | 342505 | STOP:REFIX LOOSE DOOR SET | IT | 5.39 | 774564
JW Rates | Carpentry and Joinery - 40 | 342507 | STOP:RENEW OR SUPPLY 25X50MM SOFTWOOD FIRE DOOR | IT | 33.31 | 774565
JW Rates | Carpentry and Joinery - 30 | 342511 | STOP:RENEW HARDWOOD DOOR STOP SET | IT | 32.85 | 774566
JW Rates | Carpentry and Joinery - 45 | 342513 | STOP:RENEW OR SUPPLY 25X50MM FIRE DOOR STOP | IT | 31.85 | 774567
JW Rates | Carpentry and Joinery - Subcontract | 343103 | INTUMESCENT STRIP:RENEW UPTO 1 HOUR | LM | 7.03 | 774568
JW Rates | Carpentry and Joinery - Subcontract | 343107 | INTUMESCENT STRIP:RENEW UPTO 1 HOUR SMOKE SEAL | LM | 7.33 | 774569
JW Rates | Carpentry and Joinery - Subcontract | 343111 | INTUMESCENT STRIP:RENEW UPTO 1 HOUR TO GLASS | LM | 9.19 | 774570
JW Rates | Carpentry and Joinery - Subcontract | 343113 | SMOKE SEAL:RENEW TO FRAME 1/2 HOUR | LM | 6.77 | 774571
JW Rates | Carpentry and Joinery - Subcontract | 343121 | SMOKE SEAL:APPLY INTUMESCENT/FIRE FOAM SEAL VOID | IT | 51.94 | 774572
JW Rates | Carpentry and Joinery - Subcontract | 345201 | DOORS:RENEW PAIR L AND B TO GARAGE | IT | 752.38 | 774573
JW Rates | Carpentry and Joinery - Subcontract | 345203 | GARAGE DOOR:EASE ADJUST INCLUDING REMOVE | NO | 89.43 | 774574
JW Rates | Carpentry and Joinery - Subcontract | 345205 | DOOR:RENEW SINGLE LEAF L AND B TO GARAGE | IT | 344.98 | 774575
JW Rates | Carpentry and Joinery - Subcontract | 345207 | DOOR:OVERHAUL PAIR GARAGE | NO | 81.55 | 774576
JW Rates | Carpentry and Joinery - Subcontract | 345401 | GARAGE DOOR:RENEW METAL UP AND OVER | IT | 950.49 | 774577
JW Rates | Carpentry and Joinery - Subcontract | 345403 | GARAGE DOOR:RENEW METAL UP AND OVER AND FRAME | IT | 1121.7 | 774578
JW Rates | Carpentry and Joinery - Subcontract | 345411 | GARAGE DOOR:RENEW METAL UP AND OVER 2436 x 2286MM | IT | 925.86 | 774579
JW Rates | Carpentry and Joinery - Subcontract | 345413 | GARAGE DOOR:RENEW METAL UP AND OVER 2744 x 2055MM | IT | 1438.47 | 774580
JW Rates | Carpentry and Joinery - Subcontract | 345415 | GARAGE DOOR:RENEW METAL UP AND OVER 2744 x 2286MM | IT | 1457.26 | 774581
JW Rates | Carpentry and Joinery - Subcontract | 345417 | GARAGE DOOR:RENEW METAL UP AND OVER 3049 x 2055MM | IT | 1476.07 | 774582
JW Rates | Carpentry and Joinery - Subcontract | 345419 | GARAGE DOOR:RENEW METAL UP AND OVER 3049 x 2286MM | IT | 1829.71 | 774583
JW Rates | Carpentry and Joinery - Subcontract | 345601 | GARAGE DOOR:REMOVE AND REFIX UP AND OVER | IT | 93.52 | 774584
JW Rates | Carpentry and Joinery - Subcontract | 345602 | GARAGE DOOR:EASE AND ADJUST UP AND OVER | IT | 37.94 | 774585
JW Rates | Carpentry and Joinery - Subcontract | 345603 | GARAGE DOOR:REPAIR UP AND OVER METAL | IT | 61.54 | 774586
JW Rates | Carpentry and Joinery - Subcontract | 345605 | GARAGE DOOR:RENEW SPINDLE/ROLLER/CABLE | NO | 39.46 | 774587
JW Rates | Carpentry and Joinery - Subcontract | 345607 | GARAGE DOOR:RENEW LOCKING BAR TO UP AND OVER | NO | 30.4 | 774588
JW Rates | Carpentry and Joinery - Subcontract | 345609 | GARAGE DOOR:RENEW LOCK HANDLE TO UP AND OVER | NO | 34.92 | 774589
JW Rates | Carpentry and Joinery - Subcontract | 345611 | GARAGE DOOR:RENEW LOCK TO UP AND OVER | NO | 42.6 | 774590
JW Rates | Carpentry and Joinery - Subcontract | 345613 | GARAGE DOOR:RENEW ROLLERS AND CHANNELS | IT | 114.54 | 774591
JW Rates | Carpentry and Joinery - Subcontract | 345615 | GARAGE DOOR:SUPPLY COUNTERBALANCE DOOR SPRING | NO | 57.7 | 774592
JW Rates | Carpentry and Joinery - Subcontract | 345617 | GARAGE DOOR:RENEW KEEP | NO | 17.41 | 774593
JW Rates | Carpentry and Joinery - Subcontract | 345619 | GARAGE DOOR:RENEW SUPPORT ARM | IT | 27.48 | 774594
JW Rates | Carpentry and Joinery - Subcontract | 345701 | GARAGE FRAME:RENEW COMPLETE | IT | 198 | 774595
JW Rates | Carpentry and Joinery - Subcontract | 345703 | GARAGE FRAME:RENEW HEAD OR JAMB | NO | 76.06 | 774596
JW Rates | Carpentry and Joinery - Subcontract | 350001 | LINING:TAKE DOWN AND CLEAR | SM | 4.32 | 774597
JW Rates | Carpentry and Joinery - 35 | 350005 | PANELLING:RENEW IN HARDBOARD | SM | 28.12 | 774598
JW Rates | Carpentry and Joinery - 40 | 350007 | PANELLING:RENEW IN MAHOGANY PLYWOOD | SM | 46.29 | 774599
JW Rates | Carpentry and Joinery - 30 | 350009 | LINING:RENEW 6MM FIBREBOARD | SM | 25.42 | 774600
JW Rates | Carpentry and Joinery - 40 | 350011 | LINING:RENEW 12MM FIBREBOARD | SM | 35.45 | 774601
JW Rates | Carpentry and Joinery - 45 | 350013 | LINING TO SHOWER ROOMS:INSTALL 19MM WBP | SM | 44.85 | 774602
JW Rates | Carpentry and Joinery - 45 | 350015 | LINING TO SHOWER ROOMS:INST PROPRIETARY FOR TILING | SM | 47.77 | 774603
JW Rates | Carpentry and Joinery - 60 | 350017 | LINING TO SHOWER ROOMS:INSTALL PROPRIETARY ACRYLIC | SM | 117.71 | 774604
JW Rates | Carpentry and Joinery - 45 | 351001 | STAIRCASE:RENEW SOFTWOOD NOSING TO TREAD | NO | 31.68 | 774605
JW Rates | Carpentry and Joinery - 6 | 351002 | STAIRCASE:RENEW COVER FILLET TO TREAD | NO | 5.99 | 774606
JW Rates | Carpentry and Joinery - 90 | 351003 | STAIRCASE:RENEW TREAD AND RISER UNIT | NO | 70.75 | 774607
JW Rates | Carpentry and Joinery - 90 | 351004 | STAIRCASE:RENEW TREAD | NO | 66.34 | 774608
JW Rates | Carpentry and Joinery - 75 | 351005 | STAIRCASE:RENEW WINDER TREAD-300MM | NO | 58.13 | 774609
JW Rates | Carpentry and Joinery - 60 | 351007 | STAIRCASE:RENEW NEWEL POST | NO | 85.24 | 774610
JW Rates | Carpentry and Joinery - 40 | 351008 | STAIRCASE:RENEW RISER UNIT | NO | 31.74 | 774611
JW Rates | Carpentry and Joinery - 25 | 351009 | STAIRCASE:RENEW SOFTWOOD BALUSTER | NO | 22.25 | 774612
JW Rates | Carpentry and Joinery - 30 | 351010 | STAIRCASE:RENEW INTERMEDIATE RAIL | LM | 26 | 774613
JW Rates | Carpentry and Joinery - 75 | 351011 | STAIRCASE:SPLICE TO STRING NE 0.5M | NO | 54.35 | 774614
JW Rates | Carpentry and Joinery - 20 | 351013 | STAIRCASE:REFIX LOOSE TREAD | NO | 12.64 | 774615
JW Rates | Carpentry and Joinery - 35 | 351015 | STAIRCASE:REFIX LOOSE NEWEL POST | NO | 22.81 | 774616
JW Rates | Carpentry and Joinery - 10 | 351017 | STAIRCASE:REFIX LOOSE BALUSTER | NO | 6.77 | 774617
JW Rates | Carpentry and Joinery - 180 | 351019 | STAIRCASE:OVERHAUL | IT | 120.09 | 774618
JW Rates | Carpentry and Joinery - 50 | 352001 | HANDRAIL:RENEW 44X69MM NEWEL TYPE | LM | 49.63 | 774619
JW Rates | Carpentry and Joinery - 65 | 352003 | HANDRAIL:RENEW 32X119MM NEWEL TYPE | LM | 58.1 | 774620
JW Rates | Carpentry and Joinery - 17 | 352005 | HANDRAIL:RENEW 44X69MM ON BRACKETS | LM | 29.25 | 774621
JW Rates | Carpentry and Joinery - 19 | 352007 | HANDRAIL:RENEW 32X119MM ON BRACKETS | LM | 29.78 | 774622
JW Rates | Carpentry and Joinery - 30 | 352009 | HANDRAIL:SUPPLY SOFTWOOD MOPSTICK INC BRACKETS | LM | 32.56 | 774623
JW Rates | Carpentry and Joinery - 35 | 352010 | HANDRAIL:SUPPLY HARDWOOD MOPSTICK INC BRACKETS | LM | 42.07 | 774624
JW Rates | Carpentry and Joinery - 20 | 352011 | HANDRAIL:SUPPLY OR RENEW GALVANISED MS BRACKET | NO | 16.25 | 774625
JW Rates | Carpentry and Joinery - 20 | 352013 | HANDRAIL:REFIX LOOSE BRACKET | NO | 13.25 | 774626
JW Rates | Carpentry and Joinery - 15 | 352015 | HANDRAIL:SUPPLY AND FIX PATTRESS | NO | 10.75 | 774627
JW Rates | Carpentry and Joinery - 17 | 352017 | HANDRAIL:REFIX ON BRACKETS | LM | 10.8 | 774628
JW Rates | Carpentry and Joinery - Subcontract | 355421 | GARAGE DOOR:RENEW METAL AND FRAME 2436 x 2286MM | IT | 1417.36 | 774629
JW Rates | Carpentry and Joinery - Subcontract | 355423 | GARAGE DOOR:RENEW METAL AND FRAME 2744 x 2055MM | IT | 1408.58 | 774630
JW Rates | Carpentry and Joinery - Subcontract | 355425 | GARAGE DOOR:RENEW METAL AND FRAME 2744 x 2286MM | IT | 1457.26 | 774631
JW Rates | Carpentry and Joinery - Subcontract | 355427 | GARAGE DOOR:RENEW METAL AND FRAME 3049 x 2055MM | IT | 1476.07 | 774632
JW Rates | Carpentry and Joinery - Subcontract | 355429 | GARAGE DOOR:RENEW METAL AND FRAME 3049 x 2286MM | IT | 1809.46 | 774633
JW Rates | Carpentry and Joinery - Subcontract | 361001 | STOOL:RENEW TO CYLINDER | NO | 100.64 | 774634
JW Rates | Carpentry and Joinery - Subcontract | 361021 | TANK STAND:NEW FOR CWST IN LOFT | NO | 105.69 | 774635
JW Rates | Carpentry and Joinery - Subcontract | 361023 | TANK STAND:NEW REMOVE AND REFIX TANK IN LOFT | NO | 221.78 | 774636
JW Rates | Carpentry and Joinery - 20 | 362001 | HANGING RAIL:SUPPLY 25MM DIAMETER | LM | 18.55 | 774637
JW Rates | Carpentry and Joinery - 10 | 362002 | HANGING RAIL:REMOVE AND REFIX | IT | 6.48 | 774638
JW Rates | Carpentry and Joinery - 8 | 362003 | HOOK:SUPPLY AND FIX HAT AND COAT HOOK | NO | 8.72 | 774639
JW Rates | Carpentry and Joinery - 40 | 362050 | HAT AND COAT RAIL:RENEW OR SUPPLY COMPLETE | LM | 53.3 | 774640
JW Rates | Carpentry and Joinery - 12 | 363001 | CURTAIN BATTEN:RENEW OR FIX NEW | LM | 10.21 | 774641
JW Rates | Carpentry and Joinery - 18 | 363011 | CURTAIN TRACK:RENEW INCLUDING RUNNERS | LM | 13.96 | 774642
JW Rates | Carpentry and Joinery - 75 | 371001 | KITCHEN UNIT:RENEW SINGLE BASE TO MATCH EXISTING | NO | 192.06 | 774643
JW Rates | Carpentry and Joinery - 110 | 371003 | KITCHEN UNIT:RENEW DOUBLE BASE TO MATCH EXISTING | NO | 262.17 | 774644
JW Rates | Carpentry and Joinery - 130 | 371005 | KITCHEN UNIT:RENEW CORNER BASE TO MATCH EXISTING | NO | 310.87 | 774645
JW Rates | Carpentry and Joinery - 125 | 371007 | KITCHEN UNIT:RENEW TALL FLOOR TO MATCH EXISTING | NO | 311.06 | 774646
JW Rates | Carpentry and Joinery - 45 | 371009 | KITCHEN UNIT:RENEW SINGLE WALL TO MATCH EXISTING | NO | 131.53 | 774647
JW Rates | Carpentry and Joinery - 65 | 371011 | KITCHEN UNIT:RENEW DOUBLE WALL TO MATCH EXISTING | NO | 178.46 | 774648
JW Rates | Carpentry and Joinery - 75 | 371013 | KITCHEN UNIT:RENEW CORNER WALL TO MATCH EXISTING | NO | 153.02 | 774649
JW Rates | Carpentry and Joinery - 75 | 371021 | KITCHEN UNIT:RENEW SINGLE BASE 300X500 | NO | 158.63 | 774650
JW Rates | Carpentry and Joinery - 75 | 371023 | KITCHEN UNIT:RENEW SINGLE BASE 600X500 | NO | 189.02 | 774651
JW Rates | Carpentry and Joinery - 75 | 371025 | KITCHEN UNIT:RENEW SINGLE BASE 300X600 | NO | 166.23 | 774652
JW Rates | Carpentry and Joinery - 75 | 371027 | KITCHEN UNIT:RENEW SINGLE BASE 400X600 | NO | 169.26 | 774653
JW Rates | Carpentry and Joinery - 75 | 371029 | KITCHEN UNIT:RENEW SINGLE BASE 500X600 | NO | 172.3 | 774654
JW Rates | Carpentry and Joinery - 75 | 371031 | KITCHEN UNIT:RENEW SINGLE BASE 600X600 | NO | 173.83 | 774655
JW Rates | Carpentry and Joinery - 110 | 371033 | KITCHEN UNIT:RENEW DOUBLE BASE 800MM | NO | 231.78 | 774656
JW Rates | Carpentry and Joinery - 110 | 371035 | KITCHEN UNIT:RENEW DOUBLE BASE 1000MM | NO | 231.78 | 774657
JW Rates | Carpentry and Joinery - 110 | 371037 | KITCHEN UNIT:RENEW DOUBLE BASE 1200MM | NO | 383.72 | 774658
JW Rates | Carpentry and Joinery - 110 | 371039 | KITCHEN UNIT:RENEW CORNER BASE 800MM | NO | 373.09 | 774659
JW Rates | Carpentry and Joinery - 110 | 371041 | KITCHEN UNIT:RENEW CORNER BASE 1000MM | NO | 379.17 | 774660
JW Rates | Carpentry and Joinery - 110 | 371043 | KITCHEN UNIT:RENEW CORNER BASE 1200MM | NO | 398.92 | 774661
JW Rates | Carpentry and Joinery - 110 | 371045 | KITCHEN UNIT:RENEW LARDER UNIT | NO | 307.76 | 774662
JW Rates | Carpentry and Joinery - 90 | 371047 | KITCHEN UNIT:RENEW APPLIANCE UNIT 1950MM | NO | 328.83 | 774663
JW Rates | Carpentry and Joinery - 90 | 371049 | KITCHEN UNIT:RENEW APPLIANCE UNIT 600MM | NO | 158.65 | 774664
JW Rates | Carpentry and Joinery - 45 | 371051 | KITCHEN UNIT:RENEW SINGLE WALL 300X300 900MM HIGH | NO | 106.68 | 774665
JW Rates | Carpentry and Joinery - 45 | 371053 | KITCHEN UNIT:RENEW SINGLE WALL 400X300 900MM HIGH | NO | 123.39 | 774666
JW Rates | Carpentry and Joinery - 45 | 371055 | KITCHEN UNIT:RENEW SINGLE WALL 500X300 900MM HIGH | NO | 140.1 | 774667
JW Rates | Carpentry and Joinery - 45 | 371057 | KITCHEN UNIT:RENEW SINGLE WALL 600X300 900MM HIGH | NO | 153.79 | 774668
JW Rates | Carpentry and Joinery - 65 | 371059 | KITCHEN UNIT:RENEW DOUBLE WALL 1000X300 500MM HIGH | NO | 170.63 | 774669
JW Rates | Carpentry and Joinery - 65 | 371061 | KITCHEN UNIT:RENEW DOUBLE WALL 1000X300 900MM HIGH | NO | 179.75 | 774670
JW Rates | Carpentry and Joinery - 65 | 371063 | KITCHEN UNIT:RENEW DOUBLE WALL 1200X300 500MM HIGH | NO | 239.01 | 774671
JW Rates | Carpentry and Joinery - 65 | 371065 | KITCHEN UNIT:RENEW DOUBLE WALL 1200X300 900MM HIGH | NO | 269.39 | 774672
JW Rates | Carpentry and Joinery - 75 | 371067 | KITCHEN UNIT:RENEW CORNER WALL 500X300 500MM HIGH | NO | 172.19 | 774673
JW Rates | Carpentry and Joinery - 75 | 371068 | KITCHEN UNIT:RENEW CORNER WALL 500X300 900MM HIGH | NO | 202.57 | 774674
JW Rates | Carpentry and Joinery - 75 | 371069 | KITCHEN UNIT:RENEW CORNER WALL 600X300 500MM HIGH | NO | 153.95 | 774675
JW Rates | Carpentry and Joinery - 75 | 371070 | KITCHEN UNIT:RENEW CORNER WALL 600X300 900MM HIGH | NO | 184.35 | 774676
JW Rates | Carpentry and Joinery - 100 | 371071 | KITCHEN UNIT:RENEW DRAWER PACK 500X600 | NO | 412.72 | 774677
JW Rates | Carpentry and Joinery - 100 | 371073 | KITCHEN UNIT:RENEW DRAWER PACK 600X600 | NO | 412.72 | 774678
JW Rates | Carpentry and Joinery - 60 | 371074 | KITCHEN UNIT:RENEW COOKER HOOD COVER | NO | 129.99 | 774679
JW Rates | Carpentry and Joinery - 35 | 372001 | WORKTOP:RENEW NE 40MM THICK POST FORMED | LM | 72.48 | 774680
JW Rates | Carpentry and Joinery - 35 | 372002 | WORKTOP:RENEW NE 40MM THICK DOUBLE POST FORMED | LM | 92.61 | 774681
JW Rates | Carpentry and Joinery - 21 | 372005 | WORKTOP:REMOVE AND REFIX | LM | 14.67 | 774682
JW Rates | Carpentry and Joinery - 8 | 372007 | WORKTOP:RENEW VENEER EDGING | LM | 10.69 | 774683
JW Rates | Carpentry and Joinery - 40 | 372009 | WORKTOP:PROVIDE FLY END PANEL | NO | 75.38 | 774684
JW Rates | Carpentry and Joinery - 30 | 372011 | WORKTOP:RENEW GALLOWS BRACKET | NO | 24.34 | 774685
JW Rates | Carpentry and Joinery - 20 | 372013 | WORKTOP:RENEW LEG TO WORKTOP | NO | 39.44 | 774686
JW Rates | Carpentry and Joinery - 25 | 372017 | WORKTOP:RENEW JOINT STRIP | NO | 19.29 | 774687
JW Rates | Carpentry and Joinery - 7 | 372019 | WORKTOP:25X25MM EDGE TRIM | LM | 12.79 | 774688
JW Rates | Carpentry and Joinery - 7 | 372021 | WORKTOP:PROVIDE COVERBEAD | NO | 11.41 | 774689
JW Rates | Carpentry and Joinery - 42 | 373001 | KITCHEN UNIT:REMOVE AND REFIX ANY TYPE | NO | 27.73 | 774690
JW Rates | Carpentry and Joinery - 55 | 373005 | KITCHEN UNIT:RENEW BLOCKBOARD DOOR | NO | 108.09 | 774691
JW Rates | Carpentry and Joinery - 30 | 373007 | KITCHEN UNIT:RENEW BASE UNIT DOOR | NO | 87.43 | 774692
JW Rates | Carpentry and Joinery - 30 | 373009 | KITCHEN UNIT:RENEW WALL UNIT DOOR | NO | 70.91 | 774693
JW Rates | Carpentry and Joinery - 30 | 373010 | KITCHEN UNIT:RENEW TRANSPARENT DOOR | NO | 70.66 | 774694
JW Rates | Carpentry and Joinery - 40 | 373011 | KITCHEN UNIT:RENEW TALL FLOOR UNIT DOOR | NO | 128.95 | 774695
JW Rates | Carpentry and Joinery - 50 | 373013 | KITCHEN UNIT:RENEW CUPBOARD BACK | NO | 36.72 | 774696
JW Rates | Carpentry and Joinery - 10 | 373015 | KITCHEN UNIT:RENEW SHELF TO UNIT | NO | 19.06 | 774697
JW Rates | Carpentry and Joinery - 15 | 373019 | KITCHEN UNIT:RENEW BOTTOM SHELF | NO | 22.15 | 774698
JW Rates | Carpentry and Joinery - 25 | 373021 | KITCHEN UNIT:RENEW SIDE PANEL | NO | 56.46 | 774699
JW Rates | Carpentry and Joinery - 4 | 373023 | KITCHEN UNIT:RENEW PLINTH | NO | 18.24 | 774700
JW Rates | Carpentry and Joinery - 20 | 373027 | KITCHEN UNIT:RENEW DRAWER BOX COMPLETE | NO | 77.61 | 774701
JW Rates | Carpentry and Joinery - 30 | 373045 | KITCHEN UNIT:RENEW OR INSTALL CHILD LOCK | IT | 23.03 | 774702
JW Rates | Carpentry and Joinery - 60 | 373049 | KITCHEN UNIT:OVERHAUL ANY TYPE | NO | 38.83 | 774703
JW Rates | Carpentry and Joinery - 15 | 373051 | KITCHEN UNIT:RENEW PELMET | LM | 19.94 | 774704
JW Rates | Carpentry and Joinery - 15 | 373053 | KITCHEN UNIT:RENEW CORNICE | LM | 19.94 | 774705
JW Rates | Carpentry and Joinery - 8 | 373055 | KITCHEN UNIT:RENEW UPSTAND TO WORKTOP | LM | 13.33 | 774706
JW Rates | Specialist Treatments - 40 | 374001 | WALL:REMOVE AND REFIX BASE UNIT IN ASSOCIATION | IT | 32.25 | 774707
JW Rates | Specialist Treatments - 60 | 374003 | WALL:REMOVE REFIX SINK BASE UNIT IN ASSOCIATION | IT | 44.42 | 774708
JW Rates | Specialist Treatments - 30 | 374005 | WALL:REMOVE AND REFIX WORKTOP IN ASSOCIATION | LM | 22.9 | 774709
JW Rates | Carpentry and Joinery - 39 | 375003 | WARDROBE:EASE AND ADJUST INCLUDING REMOVE | NO | 24.83 | 774710
JW Rates | Carpentry and Joinery - 30 | 375005 | WARDROBE:PATCH OR REPAIR | NO | 23.05 | 774711
JW Rates | Carpentry and Joinery - 15 | 375007 | WARDROBE:RENEW HINGE | NO | 14.82 | 774712
JW Rates | Carpentry and Joinery - 60 | 375009 | WARDROBE:OVERHAUL REPAIR SLIDING GEAR | IT | 40.04 | 774713
JW Rates | Carpentry and Joinery - 45 | 375011 | WARDROBE:RENEW SLIDING GEAR | IT | 148.15 | 774714
JW Rates | Carpentry and Joinery - 10 | 375013 | WARDROBE:RENEW DOOR HANDLE | NO | 14.14 | 774715
JW Rates | Carpentry and Joinery - 15 | 375015 | WARDROBE:RENEW ANY LOCK | NO | 17.16 | 774716
JW Rates | Carpentry and Joinery - 40 | 375057 | KITCHEN UNITS:RENEW DOOR OR DRAWER HANDLES NE 5 | NO | 40.31 | 774717
JW Rates | Carpentry and Joinery - 60 | 375059 | KITCHEN UNITS:RENEW DOOR OR DRAWER HANDLES NE 10 | NO | 76.07 | 774718
JW Rates | Carpentry and Joinery - 90 | 375061 | KITCHEN UNITS:RENEW DOOR OR DRAWER HANDLES NE 15 | NO | 120.64 | 774719
JW Rates | Carpentry and Joinery - 14 | 375063 | KITCHEN UNITS:REMOVE AND DISPOSE UNIT | NO | 8.65 | 774720
JW Rates | Carpentry and Joinery - 12 | 375065 | KITCHEN UNITS:REMOVE AND DISPOSE WORKTOP | NO | 7.41 | 774721
JW Rates | Carpentry and Joinery - 40 | 381001 | SKIRTING:RENEW SOFTWOOD SKIRTING | LM | 27.19 | 774722
JW Rates | Carpentry and Joinery - 15 | 381003 | SKIRTING:TAKE OFF AND REFIX | LM | 10.01 | 774723
JW Rates | Carpentry and Joinery - 8 | 382001 | RAIL:TAKE OFF EXISTING AND MAKE GOOD | LM | 5.69 | 774724
JW Rates | Carpentry and Joinery - 36 | 383001 | ARCHITRAVE:RENEW SW SET TO ONE SIDE OF DOOR | IT | 38.46 | 774725
JW Rates | Carpentry and Joinery - 12 | 383003 | ARCHITRAVE:RENEW SW LEG OR HEAD ONE SIDE | IT | 14.09 | 774726
JW Rates | Carpentry and Joinery - 15 | 383007 | ARCHITRAVE:REFIX ANY LOOSE | IT | 10.75 | 774727
JW Rates | Carpentry and Joinery - 35 | 383101 | ARCHITRAVE:RENEW HW SET TO ONE SIDE OF DOOR | IT | 62.56 | 774728
JW Rates | Carpentry and Joinery - 15 | 383103 | ARCHITRAVE:RENEW HW LEG OR HEAD ONE SIDE | IT | 25.7 | 774729
JW Rates | Carpentry and Joinery - 20 | 384001 | THRESHOLD:RENEW TO DOOR OPENING | IT | 22.95 | 774730
JW Rates | Carpentry and Joinery - 15 | 384003 | THRESHOLD:RESECURE LOOSE | IT | 10.01 | 774731
JW Rates | Carpentry and Joinery - 7 | 385001 | SHELVING:RENEW WROT SOFTWOOD BEARERS | LM | 7.07 | 774732
JW Rates | Carpentry and Joinery - 56 | 385003 | SHELVING:RENEW SLATTED COMPLETE | SM | 52.77 | 774733
JW Rates | Carpentry and Joinery - 56 | 385004 | SHELVING:REFIX SLATTED COMPLETE | SM | 36.01 | 774734
JW Rates | Carpentry and Joinery - 12 | 385005 | SHELVING:MELAMINE FACED NE 300MM | LM | 25.36 | 774735
JW Rates | Carpentry and Joinery - 30 | 385007 | SHELVING:12MM PLYWOOD HARDWOOD EDGED NE 300MM | LM | 29.56 | 774736
JW Rates | Carpentry and Joinery - 35 | 385009 | SHELVING:18MM BLOCKBOARD HARDWOOD EDGED NE 300MM | LM | 31.6 | 774737
JW Rates | Carpentry and Joinery - 52 | 386001 | WINDOWBOARD:RENEW SOFTWOOD | LM | 43.81 | 774738
JW Rates | Carpentry and Joinery - 52 | 386003 | WINDOWBOARD:RENEW MDF | LM | 47.35 | 774739
JW Rates | Carpentry and Joinery - 50 | 386005 | WINDOWBOARD:RENEW HARDWOOD | LM | 67.45 | 774740
JW Rates | Carpentry and Joinery - 15 | 386007 | WINDOWBOARD:REFIX LOOSE | NO | 10.01 | 774741
JW Rates | Carpentry and Joinery - 40 | 386009 | WINDOWBOARD:RENEW PVCU | LM | 64.14 | 774742
JW Rates | Carpentry and Joinery - 30 | 387001 | DUCT:RENEW 6MM PLYWOOD CASING SIDE NE 300MM | LM | 29.7 | 774743
JW Rates | Carpentry and Joinery - 40 | 387002 | DUCT:RENEW 12MM PLYWOOD CASING SIDE NE 300MM | LM | 38.26 | 774744
JW Rates | Carpentry and Joinery - 60 | 387003 | DUCT:RENEW 6MM PLYWOOD SIDED CASING OVER 300MM | SM | 63.66 | 774745
JW Rates | Carpentry and Joinery - 95 | 387004 | DUCT:RENEW 12MM PLYWOOD SIDED CASING OVER 300MM | SM | 93.26 | 774746
JW Rates | Carpentry and Joinery - 75 | 387007 | DUCT:RENEW 6MM PLYWOOD SIDED CASING NE 450MM | LM | 71.93 | 774747
JW Rates | Carpentry and Joinery - 82 | 387008 | DUCT:RENEW 12MM PLYWOOD SIDED CASING NE 450MM | LM | 79.85 | 774748
JW Rates | Carpentry and Joinery - 35 | 387009 | DUCT:RENEW PLASTERBOARD CASING NE 300MM | LM | 40.39 | 774749
JW Rates | Carpentry and Joinery - 90 | 387011 | DUCT:RENEW PLASTERBOARD CASING OVER 300MM | SM | 80.75 | 774750
JW Rates | Carpentry and Joinery - 80 | 387015 | DUCT:RENEW PLASTERBOARD SIDED NE 450MM | LM | 77.03 | 774751
JW Rates | Carpentry and Joinery - 20 | 387017 | DUCT:REMOVE REFIX CASING FOR EMPLOYER INSPECTION | LM | 13.84 | 774752
JW Rates | Carpentry and Joinery - 90 | 387019 | DUCT:FORM ACCESS PANEL IN EXISTING | IT | 64.05 | 774753
JW Rates | Carpentry and Joinery - 20 | 387021 | DUCT:REMOVE DUCTING AND DISPOSE | NO | 12.34 | 774754
JW Rates | Carpentry and Joinery - 90 | 388001 | BATH PANEL:RENEW HARDBOARD SIDE AND FRAMING | IT | 90.29 | 774755
JW Rates | Carpentry and Joinery - 60 | 388003 | BATH PANEL:RENEW HARDBOARD END AND FRAMING | IT | 60.81 | 774756
JW Rates | Carpentry and Joinery - 130 | 388005 | BATH PANEL:RENEW HARDBOARD SIDE END AND FRAMING | IT | 137.85 | 774757
JW Rates | Carpentry and Joinery - 30 | 388007 | BATH PANEL:RENEW HARDBOARD SIDE EXISTING FRAMING | IT | 41.35 | 774758
JW Rates | Carpentry and Joinery - 20 | 388009 | BATH PANEL:RENEW HARDBOARD END EXISTING FRAMING | IT | 27.1 | 774759
JW Rates | Carpentry and Joinery - 40 | 388011 | BATH PANEL:RENEW HARDBD SIDE END EXISTING FRAMING | IT | 59.3 | 774760
JW Rates | Carpentry and Joinery - 45 | 388013 | BATH PANEL:RENEW ACRYLIC SIDE | IT | 69.87 | 774761
JW Rates | Carpentry and Joinery - 30 | 388015 | BATH PANEL:RENEW ACRYLIC END | IT | 48.57 | 774762
JW Rates | Carpentry and Joinery - 60 | 388017 | BATH PANEL:RENEW ACRYLIC SIDE AND END | IT | 106.2 | 774763
JW Rates | Carpentry and Joinery - 20 | 388019 | BATH PANEL:REMOVE AND REFIX ANY TYPE | NO | 12.64 | 774764
JW Rates | Carpentry and Joinery - 20 | 390101 | HINGES:RENEW 63MM STORMPROOF | PR | 14.14 | 774765
JW Rates | Carpentry and Joinery - 60 | 390105 | HINGES:RENEW PAIR OF FRICTION PIVOTS | PR | 78.27 | 774766
JW Rates | Carpentry and Joinery - 30 | 390107 | HINGES:RENEW STEEL BUTT HINGES | IT | 23.84 | 774767
JW Rates | Carpentry and Joinery - 30 | 390109 | HINGES:RENEW BRASS BUTT HINGES | IT | 34.36 | 774768
JW Rates | Carpentry and Joinery - 30 | 390111 | HINGES:RENEW PAIR TEE HINGES | PR | 27.84 | 774769
JW Rates | Carpentry and Joinery - 25 | 390113 | HINGES:RENEW PAIR OF 50MM BUTT HINGES | PR | 17.23 | 774770
JW Rates | Carpentry and Joinery - 18 | 390301 | FASTENER:RENEW ANY TYPE OF SASH FASTENER | NO | 20.44 | 774771
JW Rates | Carpentry and Joinery - 12 | 390307 | LIFT:RENEW SASH LIFT | NO | 9.4 | 774772
JW Rates | Carpentry and Joinery - 18 | 390309 | BOLT:RENEW SASH BOLT | NO | 21.35 | 774773
JW Rates | Carpentry and Joinery - 36 | 390311 | LOCK:RENEW PAIR OF SASH LOCKS | PR | 47.37 | 774774
JW Rates | Carpentry and Joinery - 36 | 390313 | SASH PINS:RENEW PAIR SASH PINS | PR | 46.57 | 774775
JW Rates | Carpentry and Joinery - Subcontract | 390501 | CLOSER:RENEW LIGHT DUTY OVERHEAD/DOOR RESTRICTOR | NO | 58.78 | 774776
JW Rates | Carpentry and Joinery - Subcontract | 390503 | CLOSER:RENEW HEAVY DUTY OVERHEAD | NO | 92.03 | 774777
JW Rates | Carpentry and Joinery - Subcontract | 390505 | CLOSER:RENEW OR SUPPLY PERKO TYPE | NO | 36.57 | 774778
JW Rates | Carpentry and Joinery - Subcontract | 390507 | CLOSER:EASE AND ADJUST ANY TYPE | NO | 9.56 | 774779
JW Rates | Carpentry and Joinery - Subcontract | 390509 | CLOSER:RENEW OR SUPPLY AND FIX GIBRALTER TYPE | NO | 27.62 | 774780
JW Rates | Carpentry and Joinery - Subcontract | 390601 | FLOOR SPRING:RENEW SINGLE ACTION | NO | 304.2 | 774781
JW Rates | Carpentry and Joinery - Subcontract | 390603 | FLOOR SPRING:RENEW DOUBLE ACTION | NO | 536.29 | 774782
JW Rates | Carpentry and Joinery - Subcontract | 390605 | FLOOR SPRING:OVERHAUL | NO | 33.75 | 774783
JW Rates | Carpentry and Joinery - Subcontract | 390701 | SLIDING DOOR GEAR:REPAIR | NO | 43.01 | 774784
JW Rates | Carpentry and Joinery - Subcontract | 390703 | SLIDING DOOR GEAR:RENEW | NO | 172 | 774785
JW Rates | Carpentry and Joinery - Subcontract | 390801 | PATIO DOOR RUNNER:REPAIR | NO | 98.58 | 774786
JW Rates | Carpentry and Joinery - Subcontract | 390803 | PATIO DOOR RUNNER:RENEW | NO | 155.83 | 774787
JW Rates | Carpentry and Joinery - Subcontract | 390901 | RIMLOCK:RENEW COMPLETE | NO | 51 | 774788
JW Rates | Carpentry and Joinery - 30 | 390903 | LOCK:RENEW MORTICE COMPLETE | NO | 50.26 | 774789
JW Rates | Carpentry and Joinery - 10 | 390907 | LOCK:RENEW MORTICE KEEP | NO | 8.5 | 774790
JW Rates | Carpentry and Joinery - 30 | 390909 | LOCK:RENEW MORTICE DEADLOCK | NO | 53.36 | 774791
JW Rates | Carpentry and Joinery - 35 | 390911 | LOCK:RENEW 5L MORTICE COMPLETE | NO | 67.73 | 774792
JW Rates | Carpentry and Joinery - 35 | 390915 | LOCK:RENEW 5L MORTICE DEADLOCK | NO | 79.77 | 774793
JW Rates | Carpentry and Joinery - 25 | 390917 | LOCK:OVERHAUL ANY LOCK COMPLETE | NO | 15.51 | 774794
JW Rates | Carpentry and Joinery - 75 | 390919 | LOCK:RENEW WITH 5L MORTICE | NO | 92.43 | 774795
JW Rates | Carpentry and Joinery - Subcontract | 390921 | DOOR:RENEW MULTIPOINT LOCK | NO | 131.82 | 774796
JW Rates | Carpentry and Joinery - Subcontract | 390922 | DOOR:RENEW MULTIPOINT AV2 LOCK | NO | 170.01 | 774797
JW Rates | Carpentry and Joinery - Subcontract | 390923 | LOCK:RENEW EUROLOCK COMPLETE | NO | 56.68 | 774798
JW Rates | Carpentry and Joinery - Subcontract | 390924 | DOOR:INSTALL ELECTRO-MAGNETIC AV2 LOCK | NO | 408.96 | 774799
JW Rates | Carpentry and Joinery - Subcontract | 390925 | LOCK:RENEW EUROLOCK CYLINDER | NO | 30.18 | 774800
JW Rates | Carpentry and Joinery - Subcontract | 390927 | LOCK:RENEW PATIO DOOR LOCK COMPLETE | NO | 142.71 | 774801
JW Rates | Carpentry and Joinery - Subcontract | 390929 | LOCK:FULL LOCK CHANGE - FRONT DOOR | IT | 121.14 | 774802
JW Rates | Carpentry and Joinery - Subcontract | 390931 | LOCK:FULL LOCK CHANGE - FRONT AND REAR DOOR | IT | 185.33 | 774803
JW Rates | Carpentry and Joinery - Subcontract | 390933 | LOCK:FULL LOCK CHANGE - FRONT AND REAR DOOR MULTI | IT | 210.9 | 774804
JW Rates | Carpentry and Joinery - Subcontract | 390941 | GERDA LOCK:SUPPLY AND FIT COMPLETE | NO | 303.43 | 774805
JW Rates | Carpentry and Joinery - Subcontract | 391001 | RIM SLAMLOCK:RENEW FB4 COMPLETE | NO | 148.42 | 774806
JW Rates | Carpentry and Joinery - Subcontract | 391003 | RIM SLAMLOCK:RENEW GERDA COMPLETE | NO | 381.99 | 774807
JW Rates | Carpentry and Joinery - 25 | 391101 | LATCH:RENEW MORTICE LATCH COMPLETE | NO | 45.08 | 774808
JW Rates | Carpentry and Joinery - 18 | 391103 | LATCH:RENEW MORTICE LATCH ONLY | NO | 40.76 | 774809
JW Rates | Carpentry and Joinery - 20 | 391107 | LATCH:OVERHAUL LATCH AND FURNITURE | NO | 12.94 | 774810
JW Rates | Carpentry and Joinery - Subcontract | 391301 | NIGHTLATCH:RENEW COMPLETE | NO | 38.93 | 774811
JW Rates | Carpentry and Joinery - Subcontract | 391305 | NIGHTLATCH:RENEW CYLINDER BARREL | NO | 21.07 | 774812
JW Rates | Carpentry and Joinery - Subcontract | 391307 | NIGHTLATCH:RENEW SUITED CYLINDER BARREL | NO | 24.38 | 774813
JW Rates | Carpentry and Joinery - Subcontract | 391309 | NIGHTLATCH:OVERHAUL COMPLETE | NO | 15.59 | 774814
JW Rates | Carpentry and Joinery - Subcontract | 391313 | NIGHTLATCH:RENEW PULL | NO | 20.64 | 774815
JW Rates | Carpentry and Joinery - Subcontract | 391315 | LOCK:RENEW WITH KEYPAD TYPE - DOMESTIC STANDARD | NO | 81.92 | 774816
JW Rates | Carpentry and Joinery - Subcontract | 391317 | LOCK:RENEW WITH KEYPAD TYPE - HEAVY DUTY | NO | 132.66 | 774817
JW Rates | Carpentry and Joinery - 20 | 391501 | CATCH:RENEW CATCH AND KEEP | NO | 18.94 | 774818
JW Rates | Carpentry and Joinery - 18 | 391503 | CUPBOARD:RENEW 50MM BRASS LOCK | NO | 18.56 | 774819
JW Rates | Carpentry and Joinery - 10 | 391505 | CUPBOARD:RENEW DOOR CATCH | NO | 11.48 | 774820
JW Rates | Carpentry and Joinery - 15 | 391507 | CUPBOARD:RENEW CATCH KEEP | NO | 10.92 | 774821
JW Rates | Carpentry and Joinery - Subcontract | 391701 | BOLT:RENEW NE 250MM PADBOLT | NO | 15.49 | 774822
JW Rates | Carpentry and Joinery - Subcontract | 391703 | BOLT:RENEW 200MM TOWER BOLT | NO | 16.86 | 774823
JW Rates | Carpentry and Joinery - Subcontract | 391705 | BOLT:RENEW NE 150MM BARREL BOLT | NO | 6.34 | 774824
JW Rates | Carpentry and Joinery - Subcontract | 391707 | BOLT:RENEW INDICATOR BOLT | NO | 29.32 | 774825
JW Rates | Carpentry and Joinery - Subcontract | 391709 | BOLT:RENEW MORTICE SECURITY BOLT | NO | 37.77 | 774826
JW Rates | Carpentry and Joinery - Subcontract | 391711 | BOLT:RENEW SINGLE PANIC BOLT | NO | 100.97 | 774827
JW Rates | Carpentry and Joinery - Subcontract | 391712 | BOLT:RENEW DOUBLE PANIC BOLT | NO | 192.4 | 774828
JW Rates | Carpentry and Joinery - Subcontract | 391713 | BOLT:RENEW FIRE SECURITY BOLT | NO | 97.74 | 774829
JW Rates | Carpentry and Joinery - Subcontract | 391715 | BOLT:RENEW GLASS TO FIRE SECURITY BOLT | NO | 18.64 | 774830
JW Rates | Carpentry and Joinery - Subcontract | 391719 | BOLT AND KEEP:REMOVE EASE AND REFIX | NO | 6.32 | 774831
JW Rates | Carpentry and Joinery - 10 | 391723 | PADLOCK:RENEW OR SUPPLY PADLOCK | NO | 25.28 | 774832
JW Rates | Carpentry and Joinery - Subcontract | 391725 | HASP:RENEW WITH STAPLE | NO | 25.23 | 774833
JW Rates | Carpentry and Joinery - Subcontract | 391727 | HASP:RENEW WITH PADLOCK | NO | 45.56 | 774834
JW Rates | Carpentry and Joinery - 10 | 391731 | PADLOCK:RENEW OR SUPPLY FB11 PADLOCK | NO | 45.29 | 774835
JW Rates | Carpentry and Joinery - 20 | 391733 | PADLOCK:RENEW OR SUPPLY FB11 PADLOCK AND CHAIN | NO | 59.4 | 774836
JW Rates | Carpentry and Joinery - 10 | 391735 | PADLOCK:RENEW OR SUPPLY FB14 PADLOCK | NO | 48.3 | 774837
JW Rates | Carpentry and Joinery - 20 | 391737 | PADLOCK:RENEW OR SUPPLY FB14 PADLOCK AND CHAIN | NO | 62.37 | 774838
JW Rates | Carpentry and Joinery - Subcontract | 391901 | WINDOW FITTING:RENEW BRASS CASEMENT CATCH | NO | 20.01 | 774839
JW Rates | Carpentry and Joinery - Subcontract | 391905 | WINDOW FITTING:RENEW BRASS STAY AND FASTENER | NO | 19.69 | 774840
JW Rates | Carpentry and Joinery - Subcontract | 391909 | WINDOW FITTING:RENEW AA CASEMENT CATCH | NO | 24.53 | 774841
JW Rates | Carpentry and Joinery - Subcontract | 391913 | WINDOW FITTING:RENEW AA STAY AND FASTENER | NO | 17.44 | 774842
JW Rates | Carpentry and Joinery - Subcontract | 391917 | WINDOW FITTING:RENEW ZINC ALLOY CASEMENT CATCH | NO | 21.57 | 774843
JW Rates | Carpentry and Joinery - Subcontract | 391921 | WINDOW FITTING:RENEW ZINC ALLOY STAY AND FASTENER | NO | 18.34 | 774844
JW Rates | Carpentry and Joinery - Subcontract | 391925 | WINDOW FITTING:RENEW GALVANISED SAFETY FASTENER | NO | 28.96 | 774845
JW Rates | Carpentry and Joinery - Subcontract | 391927 | WINDOW FITTING:RENEW PIVOT WINDOW FASTENER | NO | 37.35 | 774846
JW Rates | Carpentry and Joinery - Subcontract | 391929 | WINDOW FITTING:RENEW RESTRICTOR STAY | NO | 18.74 | 774847
JW Rates | Carpentry and Joinery - Subcontract | 391931 | WINDOW FITTING:RENEW MORTICE SECURITY BOLT | NO | 36.47 | 774848
JW Rates | Carpentry and Joinery - Subcontract | 391933 | WINDOW FITTING:REFIX EASE ADJUST ANY TYPE | NO | 5.1 | 774849
JW Rates | Carpentry and Joinery - Subcontract | 391937 | WINDOW FITTING:RENEW WITH LOCKABLE TYPE STAY | NO | 25.46 | 774850
JW Rates | Carpentry and Joinery - Subcontract | 391939 | WINDOW FITTING:RENEW LOCKABLE RESTRICTOR STAY | NO | 32.92 | 774851
JW Rates | Carpentry and Joinery - Subcontract | 391941 | WINDOW FITTING:RENEW LOCKABLE CASEMENT CATCH | NO | 22.97 | 774852
JW Rates | Carpentry and Joinery - Subcontract | 391943 | WINDOW FITTING:PROVIDE NEW KEYS | NO | 7.34 | 774853
JW Rates | Carpentry and Joinery - Subcontract | 391945 | WINDOW FITTING:REFIX ANY LOOSE | NO | 13.84 | 774854
JW Rates | Carpentry and Joinery - Subcontract | 392101 | WINDOW FITTING:RENEW HINGES EASE ADJUST STEEL | NO | 30.08 | 774855
JW Rates | Carpentry and Joinery - Subcontract | 392103 | WINDOW FITTING:RENEW FASTENER STAY TO STEEL SASH | NO | 26.29 | 774856
JW Rates | Carpentry and Joinery - Subcontract | 392109 | WINDOW FITTING:REPAIR, EASE, ADJUST TO STEEL SASH | NO | 13.84 | 774857
JW Rates | Carpentry and Joinery - Subcontract | 392111 | WINDOW FITTING:RENEW LOCKABLE STAY TO STEEL SASH | NO | 30.82 | 774858
JW Rates | Carpentry and Joinery - Subcontract | 392301 | WINDOW FITTING:RENEW FRICTION STAY TO ALUM SASH | NO | 23.45 | 774859
JW Rates | Carpentry and Joinery - Subcontract | 392303 | WINDOW FITTING:RENEW FASTENER STAY TO ALUM SASH | NO | 19.61 | 774860
JW Rates | Carpentry and Joinery - Subcontract | 392309 | WINDOW FITTING:REPAIR, EASE, ADJUST TO ALUM SASH | NO | 13.84 | 774861
JW Rates | Carpentry and Joinery - 12 | 392501 | DOOR FURNITURE:RENEW SET OF LEVER HANDLES | NO | 28.03 | 774862
JW Rates | Carpentry and Joinery - 8 | 392505 | DOOR FURNITURE:RENEW SET OF KNOBS TO RIMLOCK | NO | 18.76 | 774863
JW Rates | Carpentry and Joinery - 20 | 392509 | DOOR FURNITURE:RENEW OR INSTALL VIEWER | NO | 16.56 | 774864
JW Rates | Carpentry and Joinery - 10 | 392511 | DOOR FURNITURE:RENEW OR INSTALL CHAIN | NO | 11.56 | 774865
JW Rates | Carpentry and Joinery - 6 | 392513 | DOOR FURNITURE:REFIX ANY LOOSE FITTING | NO | 4.01 | 774866
JW Rates | Carpentry and Joinery - 25 | 392515 | DOOR FURNITURE:RENEW OR INSTALL KICKING PLATE | NO | 32.66 | 774867
JW Rates | Carpentry and Joinery - 18 | 392517 | DOOR FURNITURE:RENEW OR INSTALL PULL HANDLES | NO | 21.17 | 774868
JW Rates | Carpentry and Joinery - 18 | 392519 | DOOR FURNITURE:RENEW OR INSTALL PUSH PLATES | NO | 16.56 | 774869
JW Rates | Carpentry and Joinery - 0 | 392521 | DOORS:PROVIDE NEW NON-SUITED KEYS | NO | 6.23 | 774870
JW Rates | Carpentry and Joinery - 0 | 392523 | DOORS:PROVIDE NEW SUITED KEYS | NO | 8.11 | 774871
JW Rates | Carpentry and Joinery - 5 | 392524 | GERDA LOCK:PROVIDE NEW GERDA KEY | NO | 48.23 | 774872
JW Rates | Carpentry and Joinery - 15 | 392525 | DOOR FURNITURE:RENEW OR INSTALL ESCUTCHEON SET | NO | 23.86 | 774873
JW Rates | Carpentry and Joinery - 20 | 392527 | DOOR FURNITURE:RENEW OR INST BATHRM ESCUTCHEON SET | NO | 24.6 | 774874
JW Rates | Carpentry and Joinery - 20 | 392529 | DOOR FURNITURE:RENEW OR INSTALL CABIN HOOK AND EYE | NO | 20.83 | 774875
JW Rates | Carpentry and Joinery - 20 | 392531 | DOOR FURNITURE:RENEW OR INSTALL LOW THRESHOLD | NO | 32.66 | 774876
JW Rates | Carpentry and Joinery - 120 | 392601 | DOORS:INSTALL ALUMINIUM SHEETING TO FACE OF DOOR | IT | 248.38 | 774877
JW Rates | Carpentry and Joinery - 30 | 392701 | LETTERPLATE:RENEW COMPLETE WITH KNOCKER | NO | 55.31 | 774878
JW Rates | Carpentry and Joinery - 90 | 392702 | LETTERPLATE:SUPPLY AND FIX NEW | NO | 92.35 | 774879
JW Rates | Carpentry and Joinery - 40 | 392703 | LETTERPLATE:RENEW FIREPROOF TYPE | NO | 58.83 | 774880
JW Rates | Carpentry and Joinery - 10 | 392705 | LETTERPLATE:RENEW OR SUPPLY HIGH SECURITY COWL | NO | 53.96 | 774881
JW Rates | Carpentry and Joinery - 10 | 392706 | LETTERPLATE:RENEW OR SUPPLY DRAUGHT EXCLUDER | NO | 11.55 | 774882
JW Rates | Carpentry and Joinery - Subcontract | 392801 | LOCKABLE POSTBOX:SUPPLY AND FIX NEW | NO | 41.08 | 774883
JW Rates | Carpentry and Joinery - 8 | 392901 | DOOR NUMERAL:RENEW NE 3 NO | IT | 16.52 | 774884
JW Rates | Carpentry and Joinery - 5 | 393101 | DOOR STOP:PROVIDE RUBBER STOP | NO | 5.29 | 774885
JW Rates | Carpentry and Joinery - 8 | 393301 | CUPBOARD:RENEW CUPBOARD PULL | NO | 13.36 | 774886
JW Rates | Carpentry and Joinery - 8 | 393303 | CUPBOARD:RENEW PULL HANDLE | NO | 9.74 | 774887
JW Rates | Carpentry and Joinery - 5 | 393305 | CUPBOARD:REFIX PULL OR KNOB HANDLE | NO | 3.39 | 774888
JW Rates | Carpentry and Joinery - 6 | 393307 | CUPBOARD:RENEW KNOB | NO | 7.14 | 774889
JW Rates | Carpentry and Joinery - 20 | 393501 | CHILD SAFETY GATE:SUPPLY AND FIX NEW | NO | 44.45 | 774890
JW Rates | Carpentry and Joinery - 240 | 395101 | CEILING HATCH:FORM OPENING COMPLETE | IT | 193.12 | 774891
JW Rates | Carpentry and Joinery - 115 | 395103 | CEILING HATCH:RENEW BLOCKBOARD ACCESS HATCH | IT | 88.56 | 774892
JW Rates | Carpentry and Joinery - 150 | 395105 | CEILING HATCH:FIX NEW PROPRIETARY HATCH | IT | 153.11 | 774893
JW Rates | Carpentry and Joinery - 60 | 395107 | CEILING HATCH:RENEW PROPRIETARY HATCH | IT | 87.79 | 774894
JW Rates | Carpentry and Joinery - 25 | 395109 | CEILING HATCH:OVERHAUL HATCH | IT | 21.39 | 774895
JW Rates | Carpentry and Joinery - 15 | 395111 | CEILING HATCH:RENEW DRAUGHT INSULATION STRIPS | IT | 11.79 | 774896
JW Rates | Carpentry and Joinery - 60 | 395113 | CEILING HATCH:UPGRADE FIRE RESISTANCE | IT | 41.15 | 774897
JW Rates | Carpentry and Joinery - 30 | 395115 | CEILING HATCH:UPGRADE INSULATION | IT | 35.78 | 774898
JW Rates | Brickwork - 13 | 395201 | METER CUPBOARD:RENEW DOOR HINGE | NO | 10.16 | 774899
JW Rates | Brickwork - 20 | 395203 | METER CUPBOARD:RENEW 3 PORT LOCK | NO | 25.89 | 774900
JW Rates | Carpentry and Joinery - 45 | 395218 | METER CUPBOARD:AFFIX METAL PLATE TO DAMAGED DOOR | NO | 39.7 | 774901
JW Rates | Carpentry and Joinery - 80 | 396001 | DWELLING:GAIN ACCESS - 1 DOOR - 1 LOCK | IT | 78.65 | 774902
JW Rates | Carpentry and Joinery - 120 | 396002 | DWELLING:GAIN ACCESS - 1 DOOR - 2 LOCKS | IT | 117.17 | 774903
JW Rates | Carpentry and Joinery - 95 | 396004 | DWELLING:GAIN ACCESS - 1 DOOR - MULTI-POINT | IT | 85.18 | 774904
JW Rates | Carpentry and Joinery - 60 | 396006 | GARAGE:GAIN ACCESS | NO | 62.61 | 774905
JW Rates | Carpentry and Joinery - 30 | 396008 | DWELLING:GAIN ACCESS - EASY OPTION | IT | 18.53 | 774906
JW Rates | Carpentry and Joinery - 20 | 396020 | KEYSAFE:PROVIDE FOR ACCESS | NO | 49.51 | 774907
JW Rates | Carpentry and Joinery - 30 | 396501 | EVICTION ATTENDANCE:NO LOCK CHANGE | IT | 18.53 | 774908
JW Rates | Carpentry and Joinery - 85 | 396503 | EVICTION ATTENDANCE:CHANGE FRONT DOOR MULTIPOINT | IT | 152.77 | 774909
JW Rates | Carpentry and Joinery - 135 | 396505 | EVICTION ATTENDANCE:CHANGE FRONT REAR DOOR MULTI | IT | 283.92 | 774910
JW Rates | Carpentry and Joinery - 85 | 396507 | EVICTION ATTENDANCE:CHANGE FRONT DOOR LOCKS | IT | 145.51 | 774911
JW Rates | Carpentry and Joinery - 120 | 396509 | EVICTION ATTENDANCE:CHANGE FRONT REAR DOOR LOCKS | IT | 218.76 | 774912
JW Rates | Carpentry and Joinery - 35 | 397000 | OPENING:BOARD UP 12MM STERLING OR PLYWOOD ON FRAME | SM | 35.68 | 774913
JW Rates | Carpentry and Joinery - 25 | 397001 | OPENING:BOARD UP WITH 12MM STERLING OR PLYWOOD | NO | 33.04 | 774914
JW Rates | Carpentry and Joinery - 60 | 397002 | GARAGE:BOARD UP WITH 12MM STERLING OR PLYWOOD | NO | 65.43 | 774915
JW Rates | Carpentry and Joinery - 15 | 397003 | OPENING:REMOVE BOARDING TO OPENINGS | NO | 10.75 | 774916
JW Rates | Carpentry and Joinery - 25 | 397004 | GARAGE:REMOVE BOARDING TO OPENINGS | NO | 16.92 | 774917
JW Rates | Carpentry and Joinery - 12 | 397005 | OPENING:NAIL UP WINDOW OR DOOR | NO | 8.15 | 774918
JW Rates | Carpentry and Joinery - 7 | 397007 | OPENING:REMOVE NAILS FROM OPENING | NO | 4.63 | 774919
JW Rates | Carpentry and Joinery - 30 | 397008 | OPENING:BOARD UP WITH GALVANISED STEEL SHEETING | SM | 66.13 | 774920
JW Rates | Carpentry and Joinery - 30 | 397021 | OPENINGS:SECURITY FULL SCREENS FIRST WEEK | IT | 107.9 | 774921
JW Rates | Carpentry and Joinery - 10 | 397023 | OPENINGS:SECURITY EXTRA WINDOW FIRST WEEK | NO | 13.63 | 774922
JW Rates | Carpentry and Joinery - 10 | 397024 | OPENINGS:SECURITY EXTRA WINDOW ADDITIONAL HIRE | NO | 10.64 | 774923
JW Rates | Carpentry and Joinery - 15 | 397025 | OPENINGS:SECURITY EXTRA DOOR FIRST WEEK | NO | 22.67 | 774924
JW Rates | Carpentry and Joinery - 10 | 397026 | OPENINGS:SECURITY EXTRA DOOR ADDITIONAL HIRE | NO | 13.63 | 774925
JW Rates | Carpentry and Joinery - 10 | 397027 | OPENINGS:SECURITY FULL SCREENS ADDITIONAL HIRE | NO | 43.41 | 774926
JW Rates | Carpentry and Joinery - 30 | 397029 | OPENINGS:SECURITY PARTIAL SCREENS FIRST WEEK | IT | 85.56 | 774927
JW Rates | Carpentry and Joinery - 10 | 397031 | OPENINGS:SECURITY PARTIAL ADDITIONAL HIRE | NO | 35.22 | 774928
JW Rates | Carpentry and Joinery - 15 | 397033 | OPENINGS:SECURITY INDIVIDUAL FIRST WEEK | NO | 53.95 | 774929
JW Rates | Carpentry and Joinery - 10 | 397035 | OPENINGS:SECURITY INDIVIDUAL ADDITIONAL HIRE | NO | 13.63 | 774930
JW Rates | Carpentry and Joinery - Subcontract | 397501 | DEFIBRILLATOR CABINET:INSTALL INTERNAL | IT | 572.25 | 774931
JW Rates | Carpentry and Joinery - Subcontract | 397503 | DEFIBRILLATOR CABINET:INSTALL EXTERNAL | IT | 936.63 | 774932
JW Rates | Carpentry and Joinery - 30 | 398001 | CLIENT INSPECTION:EXTERNAL JOINERY | IT | 18.53 | 774933
JW Rates | Carpentry and Joinery - 30 | 398003 | CLIENT INSPECTION:INTERNAL JOINERY | IT | 18.53 | 774934
JW Rates | Plasterwork and Other Finishes - 30 | 411105 | WALL:RENEW APPLY 3MM SKIM PLASTER IN PATCH | IT | 19.66 | 774935
JW Rates | Plasterwork and Other Finishes - 23 | 411107 | WALL:RENEW APPLY 3MM SKIM COAT PLASTER | SM | 15.33 | 774936
JW Rates | Plasterwork and Other Finishes - 60 | 411113 | WALL:TWO COATS DUB OUT IN PATCH | IT | 45.3 | 774937
JW Rates | Plasterwork and Other Finishes - 50 | 411115 | WALL:TWO COATS DUB OUT | SM | 39.12 | 774938
JW Rates | Plasterwork and Other Finishes - 95 | 411121 | WALL:HACK REPLASTER TWO COATS DUB OUT IN PATCH | IT | 68.02 | 774939
JW Rates | Plasterwork and Other Finishes - 80 | 411123 | WALL:HACK REPLASTER TWO COATS DUB OUT | SM | 58.75 | 774940
JW Rates | Plasterwork and Other Finishes - 40 | 411133 | WALL:TWO COATS BONDING WALL IN PATCH | IT | 29.76 | 774941
JW Rates | Plasterwork and Other Finishes - 33 | 411135 | WALL:TWO COATS BONDING WALLS | SM | 25.44 | 774942
JW Rates | Specialist Treatments - 110 | 411201 | WALL:HACK OFF REPLASTER 1.0M BAND | SM | 72.98 | 774943
JW Rates | Specialist Treatments - 128 | 411203 | WALL:HACK OFF RENDER AND SKIM 1.0M BAND | SM | 85.16 | 774944
JW Rates | Specialist Treatments - 38 | 411205 | WALL:DUB OUT 25MM PRIOR REPLASTER | SM | 27.39 | 774945
JW Rates | Specialist Treatments - 85 | 411207 | WALL:HACK OFF AND APPLY RENDER | SM | 56.38 | 774946
JW Rates | Specialist Treatments - 23 | 411209 | WALL:HACK OFF AND APPLY NEW SKIM COAT | SM | 15.33 | 774947
JW Rates | Plasterwork and Other Finishes - 23 | 411309 | WALL:FIX NE 12.5MM PLASTERBOARD SCRIM JOINTS PATCH | IT | 19.97 | 774948
JW Rates | Plasterwork and Other Finishes - 18 | 411311 | WALL:FIX NE 12.5MM PLASTERBOARD SCRIM JOINTS | SM | 16.13 | 774949
JW Rates | Plasterwork and Other Finishes - 48 | 411313 | WALL:FIX NE 12.5MM PLASTERBOARD 3MM SKIM IN PATCH | IT | 37.29 | 774950
JW Rates | Plasterwork and Other Finishes - 38 | 411315 | WALL:FIX NE 12.5MM PLASTERBOARD 3MM SKIM COAT | SM | 31.1 | 774951
JW Rates | Plasterwork and Other Finishes - 53 | 411316 | WALL:FIX NE 12.5MM PLASTERBOARD TWO COAT FINISH | SM | 42.34 | 774952
JW Rates | Plasterwork and Other Finishes - 72 | 411321 | WALL:RENEW NE 12.5MM PLASTERBOARD SKIM PATCH | IT | 52.1 | 774953
JW Rates | Plasterwork and Other Finishes - 55 | 411323 | WALL:RENEW NE 12.5MM PLASTERBOARD 3MM SKIM | SM | 41.01 | 774954
JW Rates | Plasterwork and Other Finishes - 93 | 411325 | WALL:RENEW DOUBLE PLASTERBOARD 3MM SKIM IN PATCH | IT | 67.4 | 774955
JW Rates | Plasterwork and Other Finishes - 68 | 411327 | WALL:RENEW DOUBLE PLASTERBOARD 3MM SKIM COAT | SM | 51.37 | 774956
JW Rates | Plasterwork and Other Finishes - 38 | 411401 | WALL:FIX 12.5MM FIRELINE BOARD 3MM SKIM COAT | SM | 31.98 | 774957
JW Rates | Plasterwork and Other Finishes - 41 | 411403 | WALL:FIX 15MM FIRELINE BOARD 3MM SKIM COAT | SM | 35.42 | 774958
JW Rates | Plasterwork and Other Finishes - 35 | 413105 | CEILING:RENEW APPLY SKIM COAT IN PATCH | IT | 22.74 | 774959
JW Rates | Plasterwork and Other Finishes - 28 | 413107 | CEILING:RENEW APPLY SKIM COAT | SM | 18.43 | 774960
JW Rates | Plasterwork and Other Finishes - 48 | 413109 | CEILING:TWO COATS BONDING IN PATCH | IT | 35.39 | 774961
JW Rates | Plasterwork and Other Finishes - 41 | 413111 | CEILING:TWO COATS BONDING | SM | 31.07 | 774962
JW Rates | Plasterwork and Other Finishes - 60 | 413117 | CEILING:HACK RENEW PLASTER IN PATCH | IT | 42.8 | 774963
JW Rates | Plasterwork and Other Finishes - 50 | 413119 | CEILING:HACK RENEW PLASTER | SM | 36.63 | 774964
JW Rates | Plasterwork and Other Finishes - 42 | 413124 | CEILING:APPLY 5MM SKIM TO ARTEX | SM | 27.68 | 774965
JW Rates | Plasterwork and Other Finishes - 53 | 413305 | CEILING:FIX NE 12.5MM PLASTERBOARD 3MM SKIM PATCH | IT | 40.37 | 774966
JW Rates | Plasterwork and Other Finishes - 41 | 413307 | CEILING:FIX NE 12.5MM PLASTERBOARD 3MM SKIM COAT | SM | 32.37 | 774967
JW Rates | Plasterwork and Other Finishes - 61 | 413308 | CEILING:FIX NE 12.5MM PLASTERBOARD TWO COAT FINISH | SM | 47.27 | 774968
JW Rates | Plasterwork and Other Finishes - 85 | 413309 | CEILING:FIX DOUBLE NE 12.5MM PLASTERBOARD IN PATCH | IT | 61.88 | 774969
JW Rates | Plasterwork and Other Finishes - 65 | 413311 | CEILING:FIX DOUBLE NE 12.5MM PLASTERBOARD 3MM SKIM | SM | 49.51 | 774970
JW Rates | Plasterwork and Other Finishes - 88 | 413317 | CEILING:RENEW NE 12.5MM PLASTERBOARD SKIM IN PATCH | IT | 61.97 | 774971
JW Rates | Plasterwork and Other Finishes - 68 | 413319 | CEILING:RENEW NE 12.5MM PLASTERBOARD 3MM SKIM COAT | SM | 49.63 | 774972
JW Rates | Plasterwork and Other Finishes - 105 | 413321 | CEILING:RENEW DOUBLE PLASTERBOARD SKIM IN PATCH | IT | 74.22 | 774973
JW Rates | Plasterwork and Other Finishes - 80 | 413323 | CEILING:RENEW DOUBLE PLASTERBOARD 3MM SKIM COAT | SM | 58.78 | 774974
JW Rates | Plasterwork and Other Finishes - 48 | 413325 | CEILING:OVERLAY NE 12.5MM PLASTERBOARD 3MM SKIM | SM | 36.49 | 774975
JW Rates | Plasterwork and Other Finishes - 40 | 413327 | CEILING:REMOVE COLLAPSED AFTER WATER DAMAGE | SM | 29.76 | 774976
JW Rates | Plasterwork and Other Finishes - 27 | 413329 | CEILING:TAKE DOWN AFTER WATER DAMAGE | SM | 21.74 | 774977
JW Rates | Plasterwork and Other Finishes - 72 | 413501 | CEILING:RENEW 12.5MM FIRELINE BOARD 3MM SKIM COAT | SM | 57.55 | 774978
JW Rates | Plasterwork and Other Finishes - 72 | 413503 | CEILING:RENEW 15MM FIRELINE BOARD 3MM SKIM COAT | SM | 59.14 | 774979
JW Rates | Plasterwork and Other Finishes - 90 | 413505 | CEILING:FIX DOUBLE 15MM FIRELINE BOARD & SKIM COAT | SM | 68.76 | 774980
JW Rates | Plasterwork and Other Finishes - 10 | 415001 | PLASTER REPAIR:REPAIR CRACKS AROUND FRAME | LM | 7.66 | 774981
JW Rates | Plasterwork and Other Finishes - 20 | 415003 | PLASTER REPAIR:RENEW REVEAL TO FRAME | LM | 13.45 | 774982
JW Rates | Plasterwork and Other Finishes - 8 | 415005 | PLASTER REPAIR:REPAIR CRACKS AROUND FITTING | LM | 5.53 | 774983
JW Rates | Plasterwork and Other Finishes - 18 | 415011 | PLASTER REPAIR:RENEW PLASTER BAND | LM | 12.54 | 774984
JW Rates | Plasterwork and Other Finishes - 20 | 415013 | PLASTER REPAIR:REPAIR CRACK TO WALL OR CEILING | LM | 13.1 | 774985
JW Rates | Plasterwork and Other Finishes - 15 | 415015 | PLASTER REPAIR:RENEW METAL PROFILE BEAD | LM | 12.21 | 774986
JW Rates | Plasterwork and Other Finishes - 12 | 415017 | PLASTER REPAIR:MAKE GOOD AROUND PIPE ETC | NO | 8.15 | 774987
JW Rates | Plasterwork and Other Finishes - 20 | 415019 | PLASTER REPAIR:RENEW PLASTER VENT | NO | 19.61 | 774988
JW Rates | Specialist Treatments - 17 | 415021 | WALL:REMOVE ARTEX FINISHES | SM | 10.49 | 774989
JW Rates | Plasterwork and Other Finishes - 50 | 421001 | WALL:HACK OFF RENDER IN PATCH | IT | 30.87 | 774990
JW Rates | Plasterwork and Other Finishes - 40 | 421003 | WALL:HACK OFF RENDER | SM | 24.71 | 774991
JW Rates | Plasterwork and Other Finishes - 60 | 421021 | WALL:APPLY SMOOTH RENDER DUB OUT IN PATCH | IT | 42.13 | 774992
JW Rates | Plasterwork and Other Finishes - 67 | 421022 | WALL:APPLY ROUGHCAST RENDER DUB OUT IN PATCH | IT | 50.45 | 774993
JW Rates | Plasterwork and Other Finishes - 53 | 421023 | WALL:APPLY SMOOTH RENDER DUB OUT | SM | 37.81 | 774994
JW Rates | Plasterwork and Other Finishes - 60 | 421024 | WALL:APPLY ROUGHCAST RENDER DUB OUT | SM | 46.13 | 774995
JW Rates | Plasterwork and Other Finishes - 70 | 421025 | WALL:APPLY WET DASH RENDER DUB OUT IN PATCH | IT | 50.09 | 774996
JW Rates | Plasterwork and Other Finishes - 63 | 421027 | WALL:APPLY WET DASH RENDER DUB OUT | SM | 46.39 | 774997
JW Rates | Plasterwork and Other Finishes - 85 | 421029 | WALL:APPLY DRY DASH RENDER DUB OUT IN PATCH | IT | 59.47 | 774998
JW Rates | Plasterwork and Other Finishes - 75 | 421031 | WALL:APPLY DRY DASH RENDER DUB OUT | SM | 53.78 | 774999
JW Rates | Plasterwork and Other Finishes - 75 | 421033 | WALL:APPLY DECORATIVE RENDER DUB IN PATCH | IT | 58.01 | 775000
JW Rates | Plasterwork and Other Finishes - 65 | 421035 | WALL:APPLY DECORATIVE RENDER DUB | SM | 51.83 | 775001
JW Rates | Plasterwork and Other Finishes - 20 | 423001 | RENDER REPAIRS:REPAIR CRACK | LM | 13.84 | 775002
JW Rates | Plasterwork and Other Finishes - 25 | 423003 | RENDER REPAIRS:REPAIR CRACK AROUND FRAME | LM | 18.34 | 775003
JW Rates | Plasterwork and Other Finishes - 30 | 423005 | RENDER REPAIRS:RENEW REVEAL TO FRAME | LM | 21.88 | 775004
JW Rates | Plasterwork and Other Finishes - 30 | 423007 | RENDER REPAIRS:RENEW BELLCAST FEATURE | LM | 22.22 | 775005
JW Rates | Plasterwork and Other Finishes - 35 | 423009 | DWELLING REPAIR:MAKE GOOD AROUND PIPE ETC | IT | 23.1 | 775006
JW Rates | Plasterwork and Other Finishes - 24 | 425001 | CEILING:APPLY ARTEX TYPE FINISH | SM | 15.36 | 775007
JW Rates | Plasterwork and Other Finishes - 20 | 425002 | CEILING:APPLY ARTEX TYPE FINISH IN PATCH | IT | 13.97 | 775008
JW Rates | Specialist Treatments - 22 | 425003 | CEILING:REMOVE ARTEX FINISH | SM | 13.58 | 775009
JW Rates | Specialist Treatments - Subcontract | 425005 | TEST:SAMPLE OF ARTEX | IT | 12.94 | 775010
JW Rates | Plasterwork and Other Finishes - 65 | 427003 | WALL:DRY LINE NE 12.5MM PLASTERBOARD PADS AND DABS | SM | 45.82 | 775011
JW Rates | Plasterwork and Other Finishes - 80 | 427004 | WALL:DRY LINE NE 12.5MM PLASTERBOARD SKIM | SM | 56.2 | 775012
JW Rates | Plasterwork and Other Finishes - 127 | 427005 | CEILING:DRY LINE 12.5MM THERMALBOARD | SM | 89.86 | 775013
JW Rates | Plasterwork and Other Finishes - 165 | 427007 | CEILING:DRY LINE 25MM THERMALBOARD | SM | 121.8 | 775014
JW Rates | Plasterwork and Other Finishes - 115 | 427009 | WALL:DRY LINE 25MM THERMALBOARD | SM | 89.04 | 775015
JW Rates | Plasterwork and Other Finishes - 145 | 427011 | WALL:DRY LINE 45MM THERMALBOARD | SM | 120.73 | 775016
JW Rates | Plasterwork and Other Finishes - 15 | 429001 | COVING:FIX PLASTER COVING | LM | 11.81 | 775017
JW Rates | Plasterwork and Other Finishes - 15 | 429003 | COVING:REFIX PLASTER COVING | LM | 9.85 | 775018
JW Rates | Plasterwork and Other Finishes - 30 | 430001 | CLIENT INSPECTION:PLASTERWORK OR TILING | IT | 18.53 | 775019
JW Rates | Wall and Floor Tile and Sheet Finishes - 22 | 431003 | WALL TILES:HACK OFF AND MAKE GOOD | SM | 16.57 | 775020
JW Rates | Wall and Floor Tile and Sheet Finishes - 3 | 431005 | WALL TILES:RENEW OR FIX INDIVIDUAL NEW GLAZED TILE | NO | 2.55 | 775021
JW Rates | Wall and Floor Tile and Sheet Finishes - 122 | 431007 | WALL TILES:RENEW OR FIX NEW GLAZED TILES | SM | 74.82 | 775022
JW Rates | Wall and Floor Tile and Sheet Finishes - 2 | 431021 | WALL TILES:REMOVE AND REFIX PER TILE | NO | 1.51 | 775023
JW Rates | Wall and Floor Tile and Sheet Finishes - 122 | 431023 | WALL TILES:REMOVE AND REFIX | SM | 85.35 | 775024
JW Rates | Wall and Floor Tile and Sheet Finishes - 25 | 431025 | WALL TILES:RAKE OUT AND REGROUT | SM | 16.26 | 775025
JW Rates | Wall and Floor Tile and Sheet Finishes - 84 | 431041 | WALL TILES:NEW GLAZED TILES TO KITCHEN | SM | 81.94 | 775026
JW Rates | Wall and Floor Tile and Sheet Finishes - 84 | 431043 | WALL TILES:NEW GLAZED TILES TO BATHROOM | SM | 81.94 | 775027
JW Rates | Wall and Floor Tile and Sheet Finishes - 96 | 431051 | WALL TILES:RENEW OR FIX NEW LARGE GLAZED TILES | SM | 98.01 | 775028
JW Rates | Wall and Floor Tile and Sheet Finishes - 105 | 431053 | WALL TILES:NEW LARGE GLAZED TILES | SM | 103.57 | 775029
JW Rates | Wall and Floor Tile and Sheet Finishes - 12 | 431055 | MOSAIC:NEW GLAZED TILING DECORATIVE BAND | LM | 22.99 | 775030
JW Rates | Plasterwork and Other Finishes - Subcontract | 431301 | SCREED:HACK UP SCREED IN PATCH | IT | 37.05 | 775031
JW Rates | Plasterwork and Other Finishes - Subcontract | 431303 | SCREED:HACK UP SCREED | SM | 27.79 | 775032
JW Rates | Plasterwork and Other Finishes - Subcontract | 431305 | SCREED:REPAIR CRACK IN FLOOR | LM | 9.79 | 775033
JW Rates | Plasterwork and Other Finishes - Subcontract | 431307 | SCREED:LAY 40MM THICK IN PATCH | IT | 37.95 | 775034
JW Rates | Plasterwork and Other Finishes - Subcontract | 431309 | SCREED:LAY 40MM THICK SCREED | SM | 31.78 | 775035
JW Rates | Plasterwork and Other Finishes - Subcontract | 431311 | SCREED:OVERLAY WITH CONCRETE NE 65MM | SM | 35.07 | 775036
JW Rates | Plasterwork and Other Finishes - Subcontract | 431312 | SCREED:PROVIDE POLYSTYRENE INSULATION | SM | 10.97 | 775037
JW Rates | Plasterwork and Other Finishes - Subcontract | 431315 | SCREED:LATEX SELF LEVEL | SM | 23.41 | 775038
JW Rates | Wall and Floor Tile and Sheet Finishes - Subcontract | 431501 | FLOOR TILES:RENEW QUARRY TILE IN PATCH | IT | 154.66 | 775039
JW Rates | Wall and Floor Tile and Sheet Finishes - Subcontract | 431503 | FLOOR TILES:RENEW QUARRY TILES | SM | 143.17 | 775040
JW Rates | Wall and Floor Tile and Sheet Finishes - Subcontract | 431505 | FLOOR TILES:NEW QUARRY TILE IN PATCH | IT | 109.59 | 775041
JW Rates | Wall and Floor Tile and Sheet Finishes - Subcontract | 431507 | FLOOR TILES:NEW QUARRY TILES | SM | 111.05 | 775042
JW Rates | Wall and Floor Tile and Sheet Finishes - Subcontract | 431509 | FLOOR TILES:REBED QUARRY PER TILE | NO | 2.64 | 775043
JW Rates | Wall and Floor Tile and Sheet Finishes - Subcontract | 431511 | FLOOR TILES:REBED QUARRY TILES | SM | 100.38 | 775044
JW Rates | Wall and Floor Tile and Sheet Finishes - Subcontract | 431513 | FLOOR TILES:RENEW QUARRY PER TILE | NO | 3.45 | 775045
JW Rates | Wall and Floor Tile and Sheet Finishes - Subcontract | 431701 | TILE SKIRTING:RENEW INDIVIDUAL QUARRY TILE | NO | 10.3 | 775046
JW Rates | Wall and Floor Tile and Sheet Finishes - Subcontract | 431703 | TILE SKIRTING:RENEW QUARRY TILES | LM | 51.12 | 775047
JW Rates | Wall and Floor Tile and Sheet Finishes - Subcontract | 431705 | TILE SKIRTING:LAY NEW INDIVIDUAL QUARRY TILE | NO | 9.06 | 775048
JW Rates | Wall and Floor Tile and Sheet Finishes - Subcontract | 431707 | TILE SKIRTING:LAY NEW QUARRY TILES | LM | 44.96 | 775049
JW Rates | Wall and Floor Tile and Sheet Finishes - Subcontract | 431709 | TILE SKIRTING:REBED INDIVIDUAL QUARRY TILE | NO | 7.58 | 775050
JW Rates | Wall and Floor Tile and Sheet Finishes - Subcontract | 431711 | TILE SKIRTING:REBED QUARRY TILES | LM | 31.19 | 775051
JW Rates | Wall and Floor Tile and Sheet Finishes - Subcontract | 431713 | TILE SKIRTING:REMOVE QUARRY TILES | LM | 3.71 | 775052
JW Rates | Wall and Floor Tile and Sheet Finishes - Subcontract | 431901 | FLOOR TILES:RENEW CERAMIC TILES IN PATCH | IT | 104.49 | 775053
JW Rates | Wall and Floor Tile and Sheet Finishes - Subcontract | 431903 | FLOOR TILES:RENEW CERAMIC TILES | SM | 92.94 | 775054
JW Rates | Wall and Floor Tile and Sheet Finishes - Subcontract | 431905 | FLOOR TILES:NEW CERAMIC TILES IN PATCH | IT | 58.17 | 775055
JW Rates | Wall and Floor Tile and Sheet Finishes - Subcontract | 431907 | FLOOR TILES:NEW CERAMIC TILES | SM | 58.98 | 775056
JW Rates | Wall and Floor Tile and Sheet Finishes - Subcontract | 431909 | FLOOR TILES:REBED CERAMIC TILES IN PATCH | NO | 2.31 | 775057
JW Rates | Wall and Floor Tile and Sheet Finishes - Subcontract | 431911 | FLOOR TILES:REBED CERAMIC TILES | SM | 82.38 | 775058
JW Rates | Wall and Floor Tile and Sheet Finishes - Subcontract | 432001 | FLOOR TILES:RENEW NON-SLIP CERAMIC TILES IN PATCH | IT | 106.27 | 775059
JW Rates | Wall and Floor Tile and Sheet Finishes - Subcontract | 432003 | FLOOR TILES:RENEW NON-SLIP CERAMIC TILES | SM | 95.93 | 775060
JW Rates | Wall and Floor Tile and Sheet Finishes - Subcontract | 432005 | FLOOR TILES:NEW NON-SLIP CERAMIC TILES IN PATCH | IT | 59.97 | 775061
JW Rates | Wall and Floor Tile and Sheet Finishes - Subcontract | 432007 | FLOOR TILES:NEW NON-SLIP CERAMIC TILES | SM | 61.96 | 775062
JW Rates | Wall and Floor Tile and Sheet Finishes - Subcontract | 432009 | FLOOR TILES:REBED NON-SLIP CERAMIC PATCH-PER TILE | NO | 2.31 | 775063
JW Rates | Wall and Floor Tile and Sheet Finishes - Subcontract | 432011 | FLOOR TILES:REBED NON-SLIP CERAMIC TILES | SM | 82.38 | 775064
JW Rates | Wall and Floor Tile and Sheet Finishes - Subcontract | 432101 | TILE SKIRTING:RENEW INDIVIDUAL CERAMIC TILE | NO | 7.97 | 775065
JW Rates | Wall and Floor Tile and Sheet Finishes - Subcontract | 432103 | TILE SKIRTING:RENEW CERAMIC TILES | LM | 39.97 | 775066
JW Rates | Wall and Floor Tile and Sheet Finishes - Subcontract | 432105 | TILE SKIRTING:LAY NEW INDIVIDUAL CERAMIC TILE | NO | 7.35 | 775067
JW Rates | Wall and Floor Tile and Sheet Finishes - Subcontract | 432107 | TILE SKIRTING:LAY NEW CERAMIC TILES | LM | 35.03 | 775068
JW Rates | Wall and Floor Tile and Sheet Finishes - Subcontract | 432109 | TILE SKIRTING:REBED SINGLE CERAMIC TILE - PER TILE | NO | 6.31 | 775069
JW Rates | Wall and Floor Tile and Sheet Finishes - Subcontract | 432111 | TILE SKIRTING:REBED CERAMIC TILES | LM | 25.67 | 775070
JW Rates | Wall and Floor Tile and Sheet Finishes - Subcontract | 432201 | FLOOR TILES:RAKE OUT AND REGROUT | SM | 18.93 | 775071
JW Rates | Wall and Floor Tile and Sheet Finishes - Subcontract | 432251 | FLOOR TILES:HACK UP CERAMIC/QUARRY TILES | SM | 13.66 | 775072
JW Rates | Wall and Floor Tile and Sheet Finishes - Subcontract | 432301 | FLOOR TILES:HACK UP SINGLE VINYL TILE PER TILE | NO | 1.36 | 775073
JW Rates | Wall and Floor Tile and Sheet Finishes - Subcontract | 432303 | FLOOR TILES:HACK UP VINYL TILES | SM | 10.57 | 775074
JW Rates | Wall and Floor Tile and Sheet Finishes - Subcontract | 432305 | FLOOR TILES:RENEW INDIVIDUAL VINYL TILE PER TILE | NO | 3.58 | 775075
JW Rates | Wall and Floor Tile and Sheet Finishes - Subcontract | 432307 | FLOOR TILES:RENEW VINYL TILES | SM | 33.9 | 775076
JW Rates | Wall and Floor Tile and Sheet Finishes - Subcontract | 432309 | FLOOR TILES:RENEW VINYL TILES AND SUB-BASE | SM | 58.86 | 775077
JW Rates | Wall and Floor Tile and Sheet Finishes - Subcontract | 432311 | FLOOR TILES:LAY NEW INDIVIDUAL VINYL TILE PER TILE | NO | 2.96 | 775078
JW Rates | Wall and Floor Tile and Sheet Finishes - Subcontract | 432313 | FLOOR TILES:LAY NEW INDIVIDUAL VINYL TILE PER TILE | SM | 27.73 | 775079
JW Rates | Wall and Floor Tile and Sheet Finishes - Subcontract | 432314 | FLOOR TILES:LAY NEW VINYL TILES AND SUB-BASE | SM | 48.23 | 775080
JW Rates | Wall and Floor Tile and Sheet Finishes - Subcontract | 432315 | FLOOR TILES:REFIX INDIVIDUAL VINYL TILE | NO | 3.19 | 775081
JW Rates | Wall and Floor Tile and Sheet Finishes - Subcontract | 432317 | FLOOR TILES:REFIX VINYL TILES | SM | 28.73 | 775082
JW Rates | Wall and Floor Tile and Sheet Finishes - Subcontract | 432500 | SHEET FLOORING:HACK UP VINYL TILES | SM | 7.41 | 775083
JW Rates | Wall and Floor Tile and Sheet Finishes - Subcontract | 432501 | SHEET FLOORING:RENEW VINYL | SM | 45.09 | 775084
JW Rates | Wall and Floor Tile and Sheet Finishes - Subcontract | 432503 | SHEET FLOORING:RENEW VINYL AND SUB-BASE | SM | 66.95 | 775085
JW Rates | Wall and Floor Tile and Sheet Finishes - Subcontract | 432505 | SHEET FLOORING:LAY NEW VINYL | SM | 38.93 | 775086
JW Rates | Wall and Floor Tile and Sheet Finishes - Subcontract | 432507 | SHEET FLOORING:LAY NEW VINYL AND SUB-BASE | SM | 60.79 | 775087
JW Rates | Wall and Floor Tile and Sheet Finishes - Subcontract | 432509 | SHEET FLOORING:REFIX FLOORING | SM | 13.95 | 775088
JW Rates | Wall and Floor Tile and Sheet Finishes - Subcontract | 432601 | SHEET FLOORING:RENEW POLYSAFE | SM | 43.99 | 775089
JW Rates | Wall and Floor Tile and Sheet Finishes - Subcontract | 432603 | SHEET FLOORING:RENEW POLYSAFE AND SUB-BASE | SM | 65.86 | 775090
JW Rates | Wall and Floor Tile and Sheet Finishes - Subcontract | 432604 | SHEET FLOORING:RENEW NON-SLIP AND SUB-BASE | SM | 58.32 | 775091
JW Rates | Wall and Floor Tile and Sheet Finishes - Subcontract | 432605 | SHEET FLOORING:LAY NEW POLYSAFE | SM | 37.82 | 775092
JW Rates | Wall and Floor Tile and Sheet Finishes - Subcontract | 432607 | SHEET FLOORING:LAY NEW PROPRIETARY AND SUB-BASE | SM | 59.68 | 775093
JW Rates | Wall and Floor Tile and Sheet Finishes - Subcontract | 432608 | SHEET FLOORING:LAY NEW NON-SLIP AND SUB-BASE | SM | 54 | 775094
JW Rates | Wall and Floor Tile and Sheet Finishes - Subcontract | 432609 | SHEET FLOORING:RENEW PROPRIETARY TO STAIRCASE | SM | 57.83 | 775095
JW Rates | Wall and Floor Tile and Sheet Finishes - Subcontract | 432611 | SHEET FLOORING:LAY NEW PROPRIETARY TO STAIRCASE | SM | 48.57 | 775096
JW Rates | Wall and Floor Tile and Sheet Finishes - Subcontract | 432613 | SHEET FLOORING:LAY NEW NON-SLIP | SM | 39.31 | 775097
JW Rates | Wall and Floor Tile and Sheet Finishes - Subcontract | 432615 | SHEET FLOORING:LAY NEW NON-SLIP TO STAIRCASE | SM | 48.57 | 775098
JW Rates | Wall and Floor Tile and Sheet Finishes - Subcontract | 432617 | SHEET FLOORING:REFIX PROPRIETARY | SM | 14.79 | 775099
JW Rates | Wall and Floor Tile and Sheet Finishes - Subcontract | 432701 | SKIRTING:RENEW VINYL ETC NE 1.0LM | IT | 12.6 | 775100
JW Rates | Wall and Floor Tile and Sheet Finishes - Subcontract | 432703 | SKIRTING:RENEW VINYL ETC OVER 1.0M | LM | 15.99 | 775101
JW Rates | Wall and Floor Tile and Sheet Finishes - Subcontract | 432705 | SKIRTING:REFIX VINYL ETC NE 1.0LM | IT | 10.07 | 775102
JW Rates | Wall and Floor Tile and Sheet Finishes - Subcontract | 432707 | SKIRTING:REFIX VINYL ETC OVER 1.0M | LM | 12.59 | 775103
JW Rates | Wall and Floor Tile and Sheet Finishes - Subcontract | 432801 | CARPET:RENEW TO COMMUNAL AREAS | SM | 19.73 | 775104
JW Rates | Wall and Floor Tile and Sheet Finishes - Subcontract | 432803 | CARPET:RENEW TO COMMUNAL AREAS UNDERLAY | SM | 24.66 | 775105
JW Rates | Wall and Floor Tile and Sheet Finishes - Subcontract | 432805 | CARPET:RENEW TO DOMESTIC AREAS | SM | 22.2 | 775106
JW Rates | Wall and Floor Tile and Sheet Finishes - Subcontract | 432901 | NOSING:RENEW ALLOY NOSING TO STEP | NO | 47.08 | 775107
JW Rates | Wall and Floor Tile and Sheet Finishes - Subcontract | 432903 | NOSING:SUPPLY AND FIX NOSING TO STEP | NO | 40.9 | 775108
JW Rates | Wall and Floor Tile and Sheet Finishes - Subcontract | 432905 | NOSING:REFIX TO STEP | NO | 19.12 | 775109
JW Rates | Wall and Floor Tile and Sheet Finishes - Subcontract | 432907 | NOSING:RENEW PVCU NOSING TO STEP | NO | 30.49 | 775110
JW Rates | Wall and Floor Tile and Sheet Finishes - Subcontract | 432911 | NOSING:RENEW HI VIS NON SLIP TYPE | NO | 42.57 | 775111
JW Rates | Wall and Floor Tile and Sheet Finishes - Subcontract | 432913 | NOSING:INSTALL HI VIS NON SLIP TYPE | NO | 36.39 | 775112
JW Rates | Wall and Floor Tile and Sheet Finishes - Subcontract | 432915 | STAIRCASE:HIGHLIGHT EDGE HI-VIS PAINT | NO | 20.79 | 775113
JW Rates | Wall and Floor Tile and Sheet Finishes - Subcontract | 433001 | SEALANT TO PERIMETER:RENEW TO FLOORING | LM | 3.36 | 775114
JW Rates | Wall and Floor Tile and Sheet Finishes - Subcontract | 433101 | LAMINATE FLOORING:TAKE UP AND MAKE GOOD | SM | 33.98 | 775115
JW Rates | Wall and Floor Tile and Sheet Finishes - Subcontract | 433103 | LAMINATE FLOORING:LAY NEW WITH SUB-BASE | SM | 52.36 | 775116
JW Rates | Wall and Floor Tile and Sheet Finishes - Subcontract | 433105 | LAMINATE FLOORING:RENEW WITH SUB-BASE | SM | 58.52 | 775117
JW Rates | Wall and Floor Tile and Sheet Finishes - Subcontract | 433107 | LAMINATE FLOORING:INSTALL THRESHOLD TRIM | LM | 23.12 | 775118
JW Rates | Painting and Decorating - 5 | 435021 | GUTTER:CLEAN OUT PRIOR TO DECORATION | LM | 4.92 | 775119
JW Rates | Painting and Decorating - 20 | 435101 | SURFACE:STRIP BACK SURFACES OVER 300MM | SM | 17.46 | 775120
JW Rates | Painting and Decorating - 7 | 435103 | SURFACE:STRIP BACK SURFACES NE 300MM | LM | 5.85 | 775121
JW Rates | Painting and Decorating - 45 | 435113 | SURFACE:STRIP BACK WINDOWS | SM | 30.34 | 775122
JW Rates | Painting and Decorating - 10 | 435119 | SEALER:APPLY ONE COAT TO WALLS AND CEILINGS | SM | 7.26 | 775123
JW Rates | Painting and Decorating - 13 | 435121 | STAIN BLOCK:APPLY ONE COAT | SM | 9.85 | 775124
JW Rates | Painting and Decorating - 5 | 435301 | WALLS:BRUSH AND WASH DOWN | SM | 3.39 | 775125
JW Rates | Specialist Treatments - 20 | 435501 | SURFACES:REMOVE GRAFFITI RINSE DRY | SM | 20.14 | 775126
JW Rates | Specialist Treatments - 15 | 435511 | SURFACES:APPLY ANTI-GRAFFITI PAINT | SM | 13.65 | 775127
JW Rates | Painting and Decorating - 18 | 436051 | SOFFIT:WASH APPLY 2 COATS SMOOTH MASONRY PAINT | SM | 18.93 | 775128
JW Rates | Painting and Decorating - 20 | 436053 | SOFFIT:WASH APPLY SEALER 2 COATS MASONRY PAINT | SM | 21.62 | 775129
JW Rates | Painting and Decorating - 18 | 436061 | WALLS:WASH APPLY 2 COATS MASONRY PAINT | SM | 12.34 | 775130
JW Rates | Painting and Decorating - 20 | 436063 | WALLS:WASH APPLY SEALER 2 COATS MASONRY PAINT | SM | 14.3 | 775131
JW Rates | Painting and Decorating - 18 | 436071 | WALLS:APPLY 2 COATS MASONRY PAINT | SM | 12.34 | 775132
JW Rates | Painting and Decorating - 20 | 436072 | WALLS:APPLY 2 COATS MASONRY PAINT - BRICK | SM | 13.59 | 775133
JW Rates | Painting and Decorating - 22 | 436073 | WALLS:WASH APPLY 2 COATS MASONRY PAINT - RENDER | SM | 14.82 | 775134
JW Rates | Painting and Decorating - 24 | 436074 | WALLS:WASH APPLY 2 COATS MASONRY PAINT - BRICK | SM | 16.06 | 775135
JW Rates | Painting and Decorating - 20 | 436081 | WALLS:APPLY SEALER 2 COATS MASONRY - RENDER | SM | 14.3 | 775136
JW Rates | Painting and Decorating - 22 | 436082 | WALLS:APPLY SEALER 2 COATS MASONRY - BRICK | SM | 15.54 | 775137
JW Rates | Painting and Decorating - 25 | 436083 | WALLS:WASH APPLY SEALER 2 COATS MASONRY - RENDER | SM | 17.39 | 775138
JW Rates | Painting and Decorating - 27 | 436084 | WALLS:WASH APPLY SEALER 2 COATS MASONRY - BRICK | SM | 18.62 | 775139
JW Rates | Painting and Decorating - 18 | 436102 | WALLS:APPLY 2 COATS EXTERNAL MASONRY W/PROOFER | SM | 13.17 | 775140
JW Rates | Painting and Decorating - 27 | 436104 | WALLS:SEALER - 2 COATS EXTERNAL MASONRY W/PROOFER | SM | 19.43 | 775141
JW Rates | Painting and Decorating - 16 | 436152 | WALLS:BRUSH APPLY WATERPROOFING RENDER | SM | 10.27 | 775142
JW Rates | Painting and Decorating - 18 | 436154 | WALLS:BRUSH APPLY WATERPROOFING BRICK | SM | 11.51 | 775143
JW Rates | Painting and Decorating - 160 | 436201 | GARAGE DOOR:PREPARE PRIME PAINT 2 GLOSS | IT | 125.27 | 775144
JW Rates | Painting and Decorating - 13 | 436203 | DOOR FRAME:PREPARE PAINT 2 GLOSS NE 300MM | LM | 8.99 | 775145
JW Rates | Painting and Decorating - 131 | 436205 | DOOR:PREPARE PRIME PAINT 2 GLOSS METAL DOOR | IT | 85.79 | 775146
JW Rates | Painting and Decorating - 160 | 436207 | DOOR:PREPARE PRIME PAINT 2 GLOSS METAL GLAZED | IT | 102.71 | 775147
JW Rates | Painting and Decorating - 51 | 436209 | WINDOW:PREPARE PRIME PAINT 2 GLOSS METAL | SM | 34.93 | 775148
JW Rates | Painting and Decorating - 50 | 436215 | GATES:PREPARE PRIME PAINT GATE AND POSTS | IT | 37.25 | 775149
JW Rates | Painting and Decorating - 45 | 436217 | BALUSTRADING:PREPARE PRIME PAINT SURFACES | SM | 34.66 | 775150
JW Rates | Painting and Decorating - 40 | 436219 | STAIRCASE:PREPARE PRIME PAINT METAL STAIRS | SM | 33.04 | 775151
JW Rates | Painting and Decorating - 6 | 436221 | GUTTER:PREPARE PRIME PAINT EAVES GUTTER | LM | 6.63 | 775152
JW Rates | Painting and Decorating - 5 | 436223 | PIPEWORK:PREPARE PRIME PAINT NE 300MM | LM | 3.79 | 775153
JW Rates | Painting and Decorating - 160 | 436601 | GARAGE DOOR:PREPARE PRIME EXTENDED LIFE PAINT | IT | 117.22 | 775154
JW Rates | Painting and Decorating - 13 | 436603 | DOOR FRAME:PREP PRIME EXTENDED LIFE PAINT NE 300MM | LM | 9.17 | 775155
JW Rates | Painting and Decorating - 131 | 436605 | DOOR:PREPARE PRIME EXTENDED LIFE PAINT METAL | IT | 116.38 | 775156
JW Rates | Painting and Decorating - 160 | 436607 | DOOR:PREP PRIME EXTENDED LIFE PAINT METAL GLAZED | IT | 109.13 | 775157
JW Rates | Painting and Decorating - 51 | 436609 | WINDOW:PREPARE EXTENDED LIFE PAINT METAL | SM | 32.43 | 775158
JW Rates | Painting and Decorating - 50 | 436615 | GATES:PREP PRIME EXTENDED LIFE PAINT GATE + POSTS | IT | 33.69 | 775159
JW Rates | Painting and Decorating - 45 | 436617 | RAILINGS-ORNAMENTAL:PRIME EXTENDED LIFE PAINT | SM | 31.54 | 775160
JW Rates | Painting and Decorating - 40 | 436619 | STAIRCASE:PREPARE PRIME EXTENDED LIFE PAINT METAL | SM | 30.33 | 775161
JW Rates | Painting and Decorating - 6 | 436621 | GUTTER:PREPARE PRIME EXTENDED LIFE PAINT EAVES | LM | 6.57 | 775162
JW Rates | Painting and Decorating - 5 | 436623 | PIPEWORK:PREPARE PRIME EXTENDED LIFE PAINT NE300MM | LM | 4.21 | 775163
JW Rates | Painting and Decorating - 21 | 436625 | RAILINGS-HAIRPIN:PRIME EXTENDED LIFE PAINT | SM | 16.72 | 775164
JW Rates | Painting and Decorating - 18 | 436627 | RAILINGS-PLAIN OPEN:PRIME EXTENDED LIFE PAINT | SM | 14.88 | 775165
JW Rates | Painting and Decorating - 13 | 436629 | RAILINGS-CLOSE TYPE:PRIME EXTENDED LIFE PAINT | SM | 11.78 | 775166
JW Rates | Painting and Decorating - 110 | 436701 | GARAGE DOOR:PREPARE 2 COATS EXTENDED LIFE PAINT | IT | 81.22 | 775167
JW Rates | Painting and Decorating - 11 | 436703 | DOOR FRAMES:PREP 2 CTS EXTENDED LIFE PAINT NE300MM | LM | 7.61 | 775168
JW Rates | Painting and Decorating - 78 | 436705 | DOOR:PREPARE 2 COATS EXTENDED LIFE PAINT METAL | IT | 73.76 | 775169
JW Rates | Painting and Decorating - 65 | 436707 | DOOR:PREP 2 COATS EXTENDED LIFE PAINT METAL GLAZED | IT | 47.58 | 775170
JW Rates | Painting and Decorating - 40 | 436709 | WINDOW:PREPARE 2 COATS EXTENDED LIFE PAINT METAL | IT | 25.37 | 775171
JW Rates | Painting and Decorating - 65 | 436715 | GATES:PREP 2 COATS EXTENDED LIFE PAINT GATE+POSTS | IT | 42.17 | 775172
JW Rates | Painting and Decorating - 40 | 436717 | RAILINGS-ORNAMENTAL:2 COATS EXTENDED LIFE PAINT | SM | 27.4 | 775173
JW Rates | Painting and Decorating - 38 | 436719 | STAIRCASE:PREPARE 2 CTS EXTENDED LIFE PAINT METAL | SM | 27.53 | 775174
JW Rates | Painting and Decorating - 7 | 436721 | GUTTER:PREPARE 2 COATS EXTENDED LIFE PAINT EAVES | LM | 7.36 | 775175
JW Rates | Painting and Decorating - 7 | 436723 | PIPEWORK:PREP 2 COATS EXTENDED LIFE PAINT NE300MM | LM | 5.14 | 775176
JW Rates | Painting and Decorating - 21 | 436725 | RAILINGS-HAIRPIN:2 COATS EXTENDED LIFE PAINT | SM | 15.67 | 775177
JW Rates | Painting and Decorating - 18 | 436727 | RAILINGS-PLAIN OPEN:2 COATS EXTENDED LIFE PAINT | SM | 13.83 | 775178
JW Rates | Painting and Decorating - 13 | 436729 | RAILINGS-CLOSE TYPE:2 COATS EXTENDED LIFE PAINT | SM | 10.74 | 775179
JW Rates | Painting and Decorating - 42 | 438001 | SURFACES:PRIME PAINT GENERAL SURFACES TIMBER | SM | 30.51 | 775180
JW Rates | Painting and Decorating - 11 | 438002 | FASCIAS,SOFFITS ETC:PRIME PAINT TIMBER NE 300MM | LM | 12.17 | 775181
JW Rates | Painting and Decorating - 70 | 438003 | WINDOW:PREPARE PRIME PAINT TIMBER | SM | 48.96 | 775182
JW Rates | Painting and Decorating - 15 | 438009 | FRAME:PREPARE PRIME PAINT TIMBER NE 300MM | LM | 10.61 | 775183
JW Rates | Painting and Decorating - 60 | 438011 | DOOR:PREPARE PRIME PAINT TIMBER GLAZED DOOR (O/S) | IT | 38.7 | 775184
JW Rates | Painting and Decorating - 120 | 438013 | DOOR:PREPARE PRIME PAINT TIMBER GLAZED DOOR (B/S) | IT | 77.42 | 775185
JW Rates | Painting and Decorating - 74 | 438015 | DOOR:PREPARE PRIME PAINT TIMBER DOOR (O/S) | IT | 47.8 | 775186
JW Rates | Painting and Decorating - 148 | 438017 | DOOR:PREPARE PRIME PAINT TIMBER DOOR (B/S) | IT | 95.54 | 775187
JW Rates | Painting and Decorating - 15 | 438019 | FENCING:PREPARE PRIME PAINT TIMBER FENCE NE 300MM | LM | 10.83 | 775188
JW Rates | Painting and Decorating - 15 | 438020 | FENCING ISOLATED:PREPARE PRIME PAINT NE 300MM | LM | 10.83 | 775189
JW Rates | Painting and Decorating - 42 | 438021 | GATES:PREPARE PRIME PAINT TIMBER GATES POSTS | SM | 28.84 | 775190
JW Rates | Painting and Decorating - 37 | 438053 | FENCING OPEN TYPE:PREPARE PRIME PAINT TIMBER | SM | 25.75 | 775191
JW Rates | Painting and Decorating - 33 | 438055 | FENCING CLOSE TYPE:PREPARE PRIME PAINT TIMBER | SM | 24.73 | 775192
JW Rates | Painting and Decorating - 12 | 438112 | FASCIAS,SOFFITS ETC:PAINT 2 GLOSS TIMBER NE 300MM | LM | 12.81 | 775193
JW Rates | Painting and Decorating - 15 | 438119 | FENCING ISOLATED:PREPARE 2 GLOSS NE 300MM | LM | 10.28 | 775194
JW Rates | Painting and Decorating - 32 | 438121 | GATES:PREPARE 2 GLOSS TIMBER GATES POSTS | SM | 21.89 | 775195
JW Rates | Painting and Decorating - 27 | 438123 | FENCING OPEN TYPE:PREPARE 2 GLOSS TIMBER | SM | 18.81 | 775196
JW Rates | Painting and Decorating - 24 | 438125 | FENCING CLOSE TYPE:PREPARE 2 GLOSS TIMBER | SM | 18.11 | 775197
JW Rates | Painting and Decorating - 37 | 438126 | BALUSTRADING OPEN TYPE:PREPARE 2 GLOSS TIMBER | SM | 24.98 | 775198
JW Rates | Painting and Decorating - 32 | 438128 | BALUSTRADING CLOSE TYPE:PREPARE 2 GLOSS TIMBER | SM | 22.95 | 775199
JW Rates | Painting and Decorating - 9 | 438162 | FASCIAS,SOFFITS ETC:PAINT 1 GLOSS TIMBER NE 300MM | LM | 9.51 | 775200
JW Rates | Painting and Decorating - 10 | 438169 | FENCING ISOLATED:PREPARE 1 GLOSS NE 300MM | LM | 6.83 | 775201
JW Rates | Painting and Decorating - 21 | 438171 | GATES:PREPARE 1 GLOSS TIMBER GATES POSTS | SM | 14.4 | 775202
JW Rates | Painting and Decorating - 18 | 438173 | FENCING OPEN TYPE:PREPARE 1 GLOSS TIMBER | SM | 12.54 | 775203
JW Rates | Painting and Decorating - 16 | 438175 | FENCING CLOSE TYPE:PREPARE 1 GLOSS TIMBER | SM | 12.1 | 775204
JW Rates | Painting and Decorating - 25 | 438201 | SURFACES:PREPARE PRIME 3 COATS DECORATIVE STAIN | SM | 23.4 | 775205
JW Rates | Painting and Decorating - 10 | 438202 | FASCIAS,SOFFITS ETC:3 COATS DEC STAIN NE 300MM | LM | 12.21 | 775206
JW Rates | Painting and Decorating - 40 | 438203 | WINDOW:PREPARE PRIME 3 COATS DECORATIVE STAIN | SM | 31.18 | 775207
JW Rates | Painting and Decorating - 12 | 438209 | FRAME:PREPARE 3 COATS DECORATIVE FRAME NE 300MM | LM | 10.07 | 775208
JW Rates | Painting and Decorating - 40 | 438211 | DOOR:PREPARE 3 COATS DECORATIVE STAIN (O/S) | IT | 37.96 | 775209
JW Rates | Painting and Decorating - 70 | 438213 | DOOR:PREPARE 3 COATS DECORATIVE STAIN (B/S) | IT | 67.11 | 775210
JW Rates | Painting and Decorating - 30 | 438215 | DOOR:PREPARE 3 COAT DECORATIVE STAIN GLAZED (O/S) | IT | 27.8 | 775211
JW Rates | Painting and Decorating - 50 | 438217 | DOOR:PREPARE 3 COAT DECORATIVE STAIN GLAZED (B/S) | IT | 49.44 | 775212
JW Rates | Painting and Decorating - 14 | 438219 | FENCING:PREPARE 3 COATS DECORATIVE STAIN NE 300MM | LM | 11.29 | 775213
JW Rates | Painting and Decorating - 25 | 438221 | GATES:PREPARE 3 COATS DECORATIVE STAIN GATES POSTS | IT | 28.7 | 775214
JW Rates | Specialist Treatments - Subcontract | 438401 | WALLS:PREPARE 2 COATS BITUMIN DAMP PROOF | SM | 16.54 | 775215
JW Rates | Specialist Treatments - 20 | 438601 | PIPEWORK:PREPARE 2 COATS ANTI CLIMB TO PIPES | LM | 16.19 | 775216
JW Rates | Specialist Treatments - 25 | 438611 | WALLS:PREPARE APPLY 2 COATS ANTI CLIMB | SM | 34.46 | 775217
JW Rates | Painting and Decorating - 8 | 439201 | SURFACES:APPLY 1 COAT OPAQUE PRESERVATIVE | SM | 6.03 | 775218
JW Rates | Painting and Decorating - 7 | 439203 | FENCING OPEN TYPE:APPLY 1 COAT OPAQUE PRESERVATIVE | SM | 4.72 | 775219
JW Rates | Painting and Decorating - 7 | 439205 | FENCING CLOSE TYPE:APPLY 1 CT OPAQUE PRESERVATIVE | SM | 4.93 | 775220
JW Rates | Painting and Decorating - 8 | 439207 | GATES:APPLY 1 COAT OPAQUE PRESERVATIVE | SM | 5.35 | 775221
JW Rates | Painting and Decorating - 11 | 439211 | SURFACES:APPLY 2 COAT OPAQUE PRESERVATIVE | SM | 8.13 | 775222
JW Rates | Painting and Decorating - 10 | 439213 | FENCING OPEN TYPE:APPLY 2 COAT OPAQUE PRESERVATIVE | SM | 6.99 | 775223
JW Rates | Painting and Decorating - 10 | 439215 | FENCING CLOSE TYPE:APPLY 2 CTS OPAQUE PRESERVATIVE | SM | 7.38 | 775224
JW Rates | Painting and Decorating - 12 | 439217 | GATES:APPLY 2 COAT OPAQUE PRESERVATIVE | SM | 8.21 | 775225
JW Rates | Painting and Decorating - 48 | 441001 | WASH:WASH SURFACES TO ANY ROOM | IT | 30.39 | 775226
JW Rates | Painting and Decorating - 90 | 441003 | WASH:WASH SURFACES OF HALL LANDING STAIR | IT | 57.81 | 775227
JW Rates | Painting and Decorating - 30 | 441101 | ROOM:PREPARATION FOR DECORATION BY OTHERS | IT | 25.97 | 775228
JW Rates | Painting and Decorating - 40 | 441501 | CEILINGS:STRIP POLYSTYRENE TILES | SM | 25.59 | 775229
JW Rates | Painting and Decorating - 12 | 442001 | WALLS AND CEILINGS:APPLY MIST 2 COATS EMULSION | SM | 15.16 | 775230
JW Rates | Painting and Decorating - 13.5 | 442003 | WALLS AND CEILINGS:APPLY 2 COATS EGGSHELL GLOSS | SM | 13.38 | 775231
JW Rates | Painting and Decorating - 24 | 442009 | WALLS AND CEILINGS:HANG LINING,WOODCHIP IN REPAIR | SM | 21.23 | 775232
JW Rates | Painting and Decorating - 16.5 | 442011 | WALLS:HANG WALLPAPER IN REPAIR | SM | 13.9 | 775233
JW Rates | Painting and Decorating - 5 | 442101 | WALLS AND CEILINGS:APPLY MIST COAT TO NEW PLASTER | SM | 3.61 | 775234
JW Rates | Painting and Decorating - 16 | 442201 | WALLS:APPLY 2 COATS OF ANTI CONDENSATION PAINT | SM | 12.32 | 775235
JW Rates | Painting and Decorating - 16 | 442203 | CEILINGS:APPLY 2 COATS OF ANTI CONDENSATION PAINT | SM | 12.32 | 775236
JW Rates | Specialist Treatments - 15 | 442501 | SURFACES:APPLY BACTDET AND HALOPHEN | SM | 21.61 | 775237
JW Rates | Specialist Treatments - 1 | 442503 | SURFACES:ADD MGC ADDITIVE | NO | 10.16 | 775238
JW Rates | Specialist Treatments - 11 | 442505 | SURFACES:REDECORATE TREATMENT | SM | 17.48 | 775239
JW Rates | Specialist Treatments - 8 | 442507 | SURFACES:APPLY 2 COATS BIOCHECK | SM | 12.81 | 775240
JW Rates | Specialist Treatments - 7 | 442509 | SURFACES:SEAL WITH HALOBOND | SM | 5.5 | 775241
JW Rates | Specialist Treatments - 6 | 442511 | SURFACES:APPLY BACTDET TO EXISTING SURFACES | SM | 8.8 | 775242
JW Rates | Specialist Treatments - 5 | 442513 | SURFACES:APPLY BACTDET TO STRIPPED SURFACES | SM | 6.31 | 775243
JW Rates | Specialist Treatments - 5 | 442515 | SURFACES:APPLY HALOPHEN | SM | 6.75 | 775244
JW Rates | Specialist Treatments - 45 | 442517 | WALLS:APPLY SEMPATAP | SM | 64.99 | 775245
JW Rates | Specialist Treatments - 35 | 442519 | FLOORS:APPLY SEMPAFLOOR | SM | 58.82 | 775246
JW Rates | Specialist Treatments - 12 | 442521 | MOULD:APPLY SPRAY AND CLEAN CARPETS | SM | 10.48 | 775247
JW Rates | Specialist Treatments - 16 | 442523 | MOULD:APPLY SPRAY AND CLEAN CURTAINS/FURNITURE | IT | 17.69 | 775248
JW Rates | Specialist Treatments - 15 | 442525 | MOULD:CLEAN APPLY FUNGICIDAL SEALANT TO WINDOWS | LM | 11.12 | 775249
JW Rates | Specialist Treatments - 10 | 442527 | MOULD:WASHDOWN AND CLEAN FROM PVCU WINDOW INT | SM | 8.65 | 775250
JW Rates | Specialist Treatments - 12 | 442529 | MOULD:WASHDOWN AND CLEAN FROM PVCU WINDOW EXT | SM | 9.88 | 775251
JW Rates | Specialist Treatments - 300 | 442531 | MOULD:TREAT ROOM UP TO 20SM CEILING AREA | IT | 547.2 | 775252
JW Rates | Specialist Treatments - 450 | 442533 | MOULD:TREAT ROOM OVER 20SM CEILING AREA | IT | 1001.78 | 775253
JW Rates | Painting and Decorating - 35 | 442651 | RADIATOR:PREPARE, PAINT RADIATOR AND BRACKETS | SM | 23.65 | 775254
JW Rates | Painting and Decorating - 420 | 450001 | ROOM:REDECORATE UPTO 20SM CEILING AREA | IT | 318.49 | 775255
JW Rates | Painting and Decorating - 1050 | 450009 | HALL STAIRS:REDECORATE 2 STOREY | IT | 803.93 | 775256
JW Rates | Painting and Decorating - 1500 | 450010 | HALL STAIRS:REDECORATE 3 STOREY | IT | 1168.45 | 775257
JW Rates | Painting and Decorating - 360 | 450011 | HALL:REDECORATE COMPLETE OVER 3SM CEILING AREA | IT | 288.68 | 775258
JW Rates | Painting and Decorating - 210 | 450017 | LOBBY:REDECORATE COMPLETE NE 3SM CEILING AREA | IT | 158.65 | 775259
JW Rates | Painting and Decorating - 540 | 450019 | ROOM:REDECORATE 20-25SM CEILING AREA | IT | 404.7 | 775260
JW Rates | Painting and Decorating - 660 | 450023 | ROOM:REDECORATE 25-30SM CEILING AREA | IT | 489.31 | 775261
JW Rates | Painting and Decorating - 780 | 450027 | ROOM:REDECORATE OVER 30SM CEILING AREA | IT | 573.66 | 775262
JW Rates | Painting and Decorating - 30 | 450031 | CORRIDOR/COMMUNAL AREA:REDECORATE | SM | 22.48 | 775263
JW Rates | Painting and Decorating - 180 | 450033 | WALK IN CUPBOARD:REDECORATE NE 2SM CEILING AREA | IT | 124.34 | 775264
JW Rates | Painting and Decorating - 270 | 450507 | ROOM:WASH REDECORATE UPTO 20SM CEILING AREA | IT | 206.95 | 775265
JW Rates | Painting and Decorating - 480 | 450509 | HALL STAIRS:WASH REDECORATE 2 STOREY | IT | 401.29 | 775266
JW Rates | Painting and Decorating - 720 | 450510 | HALL STAIRS:WASH REDECORATE 3 STOREY | IT | 585.46 | 775267
JW Rates | Painting and Decorating - 300 | 450511 | HALL:WASH REDECORATE OVER 3SM CEILING AREA | IT | 198.12 | 775268
JW Rates | Painting and Decorating - 110 | 450517 | LOBBY:WASH REDECORATE NE 3SM CEILING AREA | IT | 73.47 | 775269
JW Rates | Painting and Decorating - 360 | 450519 | ROOM:WASH REDECORATE 20-25SM CEILING AREA | IT | 271.27 | 775270
JW Rates | Painting and Decorating - 450 | 450523 | ROOM:WASH REDECORATE 25-30SM CEILING AREA | IT | 335.33 | 775271
JW Rates | Painting and Decorating - 540 | 450527 | ROOM:WASH REDECORATE OVER 30SM CEILING AREA | IT | 399.1 | 775272
JW Rates | Painting and Decorating - 20 | 450529 | CORRIDOR/COMMUNAL AREA:WASH REDECORATE | SM | 14.95 | 775273
JW Rates | Painting and Decorating - 90 | 450531 | WALK IN CUPBOARD:WASH REDECORATE NE 2SM CEILING | IT | 65.3 | 775274
JW Rates | Painting and Decorating - 180 | 450607 | ROOM:REDECORATE CEILING UPTO 20SM CEILING AREA | IT | 128.77 | 775275
JW Rates | Painting and Decorating - 270 | 450609 | HALL STAIRS:REDECORATE CEILINGS 2 STOREY | IT | 188.92 | 775276
JW Rates | Painting and Decorating - 420 | 450610 | HALL STAIRS:REDECORATE CEILINGS 3 STOREY | IT | 293.24 | 775277
JW Rates | Painting and Decorating - 180 | 450611 | HALL:REDECORATE CEILINGS OVER 3SM AREA | IT | 127.09 | 775278
JW Rates | Painting and Decorating - 45 | 450612 | LOBBY:REDECORATE CEILINGS NE 3SM AREA | IT | 31.32 | 775279
JW Rates | Painting and Decorating - 270 | 450615 | ROOM:REDECORATE CEILING 20-25SM CEILING AREA | IT | 193.12 | 775280
JW Rates | Painting and Decorating - 300 | 450617 | ROOM:REDECORATE CEILING 25-30SM CEILING AREA | IT | 217.56 | 775281
JW Rates | Painting and Decorating - 330 | 450619 | ROOM:REDECORATE CEILING OVER 30SM CEILING AREA | IT | 242.07 | 775282
JW Rates | Painting and Decorating - 12 | 450621 | CORRIDOR/COMMUNAL ROOMS:REDECORATE CEILING | SM | 8.58 | 775283
JW Rates | Painting and Decorating - 466 | 451007 | ROOM:STRIP PAPER UPTO 20SM CEILING AREA | IT | 158.62 | 775284
JW Rates | Painting and Decorating - 554 | 451009 | HALL STAIRS:STRIP PAPER 2 STOREY | IT | 214.19 | 775285
JW Rates | Painting and Decorating - 803 | 451010 | HALL STAIRS:STRIP PAPER 3 STOREY | IT | 311.3 | 775286
JW Rates | Painting and Decorating - 385 | 451011 | HALL:STRIP PAPER OVER 3SM CEILING AREA | IT | 60.79 | 775287
JW Rates | Painting and Decorating - 120 | 451012 | LOBBY:STRIP PAPER NE 3SM CEILING AREA | IT | 38.54 | 775288
JW Rates | Painting and Decorating - 26.5 | 451015 | ROOM:STRIP PAPER OVER 20SM CEILING AREA | SM | 8.15 | 775289
JW Rates | Painting and Decorating - 24.5 | 451017 | CORRIDOR/COMMUNAL ROOMS:STRIP PAPER | SM | 6.91 | 775290
JW Rates | Painting and Decorating - TBC | 451051 | ROOM:STRIP WALLPAPER UPTO 20SM CEILING AREA | IT | 148.2 | 775291
JW Rates | Painting and Decorating - TBC | 451052 | ROOM:STRIP WALLPAPER OVER 20SM CEILING AREA | SM | 8.15 | 775292
JW Rates | Painting and Decorating - TBC | 451055 | HALL STAIRS:STRIP WALLPAPER 2 STOREY | IT | 182.84 | 775293
JW Rates | Painting and Decorating - TBC | 451057 | HALL STAIRS:STRIP WALLPAPER 3 STOREY | IT | 281.54 | 775294
JW Rates | Painting and Decorating - TBC | 451059 | HALL:STRIP WALLPAPER OVER 3SM CEILING AREA | IT | 49.74 | 775295
JW Rates | Painting and Decorating - TBC | 451061 | LOBBY:STRIP WALLPAPER NE 3SM CEILING AREA | IT | 28.77 | 775296
JW Rates | Painting and Decorating - TBC | 451063 | CORRIDOR/COMMUNAL ROOMS:STRIP WALLPAPER | SM | 6.91 | 775297
JW Rates | Painting and Decorating - 1135 | 451107 | ROOM:STRIP PAINTED PAPER UPTO 20SM CEILING AREA | IT | 232.72 | 775298
JW Rates | Painting and Decorating - 1351 | 451109 | HALL STAIRS:STRIP PAINTED PAPER 2 STOREY | IT | 316.07 | 775299
JW Rates | Painting and Decorating - 1959 | 451110 | HALL STAIRS:STRIP PAINTED PAPER 3 STOREY | IT | 459.49 | 775300
JW Rates | Painting and Decorating - 945 | 451111 | HALL:STRIP PAINTED PAPER OVER 3SM CEILING AREA | IT | 88.58 | 775301
JW Rates | Painting and Decorating - 465 | 451112 | LOBBY:STRIP PAINTED PAPER NE 3SM CEILING AREA | IT | 57.81 | 775302
JW Rates | Painting and Decorating - 64.5 | 451115 | ROOM:STRIP PAINTED PAPER OVER 20SM AREA | SM | 11.86 | 775303
JW Rates | Painting and Decorating - 59 | 451117 | CORRIDOR/COMMUNAL ROOMS:STRIP PAINTED PAPER | SM | 10.01 | 775304
JW Rates | Painting and Decorating - TBC | 451151 | ROOM:STRIP PAINTED WALLPAPER NE 20SM CEILING AREA | IT | 192.1 | 775305
JW Rates | Painting and Decorating - TBC | 451153 | ROOM:STRIP PAINTED WALLPAPER OVER 20SM AREA | SM | 10.01 | 775306
JW Rates | Painting and Decorating - TBC | 451155 | HALL STAIRS:STRIP PAINTED WALLPAPER 2 STOREY | IT | 260.02 | 775307
JW Rates | Painting and Decorating - TBC | 451157 | HALL STAIRS:STRIP PAINTED WALLPAPER 3 STOREY | IT | 380.33 | 775308
JW Rates | Painting and Decorating - TBC | 451159 | HALL:STRIP PAINTED WALLPAPER OVER 3SM CEILING AREA | IT | 71.34 | 775309
JW Rates | Painting and Decorating - TBC | 451161 | LOBBY:STRIP PAINTED WALLPAPER NE 3SM CEILING AREA | IT | 47.8 | 775310
JW Rates | Painting and Decorating - TBC | 451163 | CORRIDOR/COMMUNAL ROOMS:STRIP PAINTED WALLPAPER | SM | 10.01 | 775311
JW Rates | Painting and Decorating - 305 | 452007 | ROOM:PAPER CEILING UPTO 20SM CEILING AREA | IT | 215.39 | 775312
JW Rates | Painting and Decorating - 180 | 452008 | HALL:PAPER CEILINGS OVER 3SM CEILING AREA | IT | 122.76 | 775313
JW Rates | Painting and Decorating - 371 | 452009 | HALL STAIRS:PAPER CEILING 2 STOREY | IT | 253.82 | 775314
JW Rates | Painting and Decorating - 565 | 452010 | HALL STAIRS:PAPER CEILING 3 STOREY | IT | 385.98 | 775315
JW Rates | Painting and Decorating - 45 | 452027 | ROOM:EGGSHELL GLOSS CEILING UPTO 20SM CEILING AREA | IT | 49.87 | 775316
JW Rates | Painting and Decorating - 45 | 452029 | HALL STAIRS:EGGSHELL OR GLOSS CEILING 2 STOREY | IT | 51.53 | 775317
JW Rates | Painting and Decorating - 69 | 452030 | HALL STAIRS:EGGSHELL OR GLOSS CEILING 3 STOREY | IT | 78.89 | 775318
JW Rates | Painting and Decorating - 40 | 452031 | HALL:EGGSHELL GLOSS CEILING OVER 3SM CEILING AREA | IT | 33.69 | 775319
JW Rates | Painting and Decorating - 60 | 452033 | LOBBY:PAPER CEILINGS NE 3SM CEILING AREA | IT | 40.76 | 775320
JW Rates | Painting and Decorating - 20 | 452037 | LOBBY:EGGSHELL GLOSS CEILING NE 3SM CEILING AREA | IT | 15.22 | 775321
JW Rates | Painting and Decorating - 17.5 | 452041 | ROOM:PAPER CEILING OVER 20SM CEILING AREA | SM | 12.71 | 775322
JW Rates | Painting and Decorating - 16 | 452043 | CORRIDOR/COMMUNAL ROOMS:PAPER CEILING | SM | 11.47 | 775323
JW Rates | Painting and Decorating - 7 | 452049 | ROOM:EGGSHELL GLOSS CEILING OVER 20SM CEILING AREA | SM | 5.57 | 775324
JW Rates | Painting and Decorating - 7 | 452051 | CORRIDOR/COMMUNAL ROOMS:EGGSHELL GLOSS CEILING | SM | 5.57 | 775325
JW Rates | Painting and Decorating - 223 | 453007 | ROOM:LINING PAPER WALLS UPTO 20SM CEILING AREA | IT | 215.01 | 775326
JW Rates | Painting and Decorating - 605 | 453008 | HALL STAIRS:LINING PAPER WALLS 3 STOREY | IT | 611.76 | 775327
JW Rates | Painting and Decorating - 403 | 453009 | HALL STAIRS:LINING PAPER WALLS 2 STOREY | IT | 407.82 | 775328
JW Rates | Painting and Decorating - 266 | 453010 | HALL:LINING PAPER WALLS OVER 3SM CEILING AREA | IT | 222.43 | 775329
JW Rates | Painting and Decorating - 223 | 453017 | ROOM:WALLPAPER WALLS UPTO 20SM CEILING AREA | IT | 198.29 | 775330
JW Rates | Painting and Decorating - 605 | 453018 | HALL STAIRS:WALLPAPER WALLS 3 STOREY | IT | 551.5 | 775331
JW Rates | Painting and Decorating - 403 | 453019 | HALL STAIRS:WALLPAPER WALLS 2 STOREY | IT | 367.65 | 775332
JW Rates | Painting and Decorating - 266 | 453020 | HALL:WALLPAPER WALLS OVER 3SM CEILING AREA | IT | 202.36 | 775333
JW Rates | Painting and Decorating - 90 | 453027 | ROOM:EGGSHELL GLOSS WALLS UPTO 20SM CEILING AREA | IT | 116.06 | 775334
JW Rates | Painting and Decorating - 151 | 453029 | HALL STAIRS:EGGSHELL OR GLOSS WALLS 2 STOREY | IT | 238.42 | 775335
JW Rates | Painting and Decorating - 227 | 453030 | HALL STAIRS:EGGSHELL OR GLOSS WALLS 3 STOREY | IT | 357.94 | 775336
JW Rates | Painting and Decorating - 83 | 453031 | HALL:EGGSHELL OR GLOSS WALLS OVER 3SM CEILING AREA | IT | 119.3 | 775337
JW Rates | Painting and Decorating - 100 | 453032 | LOBBY:LINING PAPER WALLS NE 3SM CEILING AREA | IT | 64.88 | 775338
JW Rates | Painting and Decorating - 100 | 453033 | LOBBY:WALLPAPER WALLS NE 3SM CEILING AREA | IT | 74.64 | 775339
JW Rates | Painting and Decorating - 42 | 453034 | LOBBY:EGGSHELL OR GLOSS WALLS NE 3SM CEILING AREA | IT | 47.72 | 775340
JW Rates | Painting and Decorating - 14 | 453037 | ROOM:LINING PAPER WALLS OVER 20SM CEILING AREA | SM | 17.03 | 775341
JW Rates | Painting and Decorating - 24 | 453039 | CORRIDOR/COMMUNAL ROOMS:LINING PAPER WALLS | SM | 16.41 | 775342
JW Rates | Painting and Decorating - 14 | 453041 | ROOM:WALLPAPER WALLS OVER 20SM CEILING AREA | SM | 10.73 | 775343
JW Rates | Painting and Decorating - 24 | 453043 | CORRIDOR/COMMUNAL ROOMS:WALLPAPER WALLS | SM | 16.91 | 775344
JW Rates | Painting and Decorating - 20 | 453045 | ROOM:EGGSHELL GLOSS WALLS OVER 20SM CEILING AREA | SM | 13.61 | 775345
JW Rates | Painting and Decorating - 19 | 453047 | CORRIDOR/COMMUNAL ROOMS:EGGSHELL WALLS | SM | 12.99 | 775346
JW Rates | Painting and Decorating - 30 | 459901 | CLIENT INSPECTION:DECORATIONS | IT | 18.53 | 775347
JW Rates | Cleaning and Clearance - Subcontract | 460003 | DWELLING:CLEAR OUT COMPLETE | IT | 97.94 | 775348
JW Rates | Cleaning and Clearance - Subcontract | 460004 | ROOFSPACE:CLEAR OUT COMPLETE | IT | 101.23 | 775349
JW Rates | Cleaning and Clearance - Subcontract | 460006 | BASEMENT:CLEAR OUT COMPLETE | IT | 91.97 | 775350
JW Rates | Cleaning and Clearance - Subcontract | 460009 | DWELLING:CLEAR EXCEPTIONALLY DIRTY | IT | 346.57 | 775351
JW Rates | Cleaning and Clearance - Subcontract | 460010 | DWELLING:CLEAR ENVIRONMENTALLY DIRTY | IT | 702.55 | 775352
JW Rates | Cleaning and Clearance - Subcontract | 460012 | DWELLING:CLEAN TO LETTABLE STANDARD | IT | 122.43 | 775353
JW Rates | Cleaning and Clearance - Subcontract | 460015 | LPG INSTALLATION:CLEAR OUT COMPLETE | IT | 91.97 | 775354
JW Rates | Cleaning and Clearance - Subcontract | 460017 | LPG SECURITY CABINET:CLEAR AWAY COMPLETE | IT | 35.23 | 775355
JW Rates | Cleaning and Clearance - Subcontract | 460025 | GARDEN:CLEAR DEBRIS | IT | 61.1 | 775356
JW Rates | Cleaning and Clearance - Subcontract | 460026 | GARDEN:CLEAR EXCEPTIONAL DEBRIS | IT | 183.3 | 775357
JW Rates | Cleaning and Clearance - Subcontract | 460027 | GARDEN:CUT GRASS NE 150MM HIGH | SM | 2.47 | 775358
JW Rates | Cleaning and Clearance - Subcontract | 460028 | GARDEN:CUT GRASS OVER 150MM HIGH | SM | 3.08 | 775359
JW Rates | Cleaning and Clearance - Subcontract | 460029 | GARAGE:CLEAR DEBRIS | IT | 95.47 | 775360
JW Rates | Cleaning and Clearance - Subcontract | 460031 | SHED:CLEAR DEBRIS | IT | 53.32 | 775361
JW Rates | Cleaning and Clearance - Subcontract | 460032 | YARD OR EXTERNAL AREA:CLEAR DEBRIS | IT | 25.97 | 775362
JW Rates | Cleaning and Clearance - Subcontract | 460033 | DWELLING:PROVIDE MINI SKIP FOR RUBBISH | NO | 216.08 | 775363
JW Rates | Cleaning and Clearance - Subcontract | 460035 | DWELLING OR GARDEN:PROVIDE SKIP FOR RUBBISH | NO | 334.48 | 775364
JW Rates | Cleaning and Clearance - Subcontract | 460036 | DWELLING:DECANT CONTENTS TO SERVICE PROVIDER STORE | IT | 185 | 775365
JW Rates | Cleaning and Clearance - Subcontract | 460037 | DWELLING:MOVE CONTENTS TO SERVICE PROVIDER STORE | IT | 155.83 | 775366
JW Rates | Cleaning and Clearance - Subcontract | 460038 | DWELLING:MOVE CONTENTS TO CLIENT STORE | IT | 155.83 | 775367
JW Rates | Cleaning and Clearance - Subcontract | 460039 | DWELLING:MOVE DISPOSE CONTENTS TO STORE | IT | 200.53 | 775368
JW Rates | Cleaning and Clearance - Subcontract | 460041 | GARDEN:LABOUR AND SKIP FOR RUBBISH | NO | 626.29 | 775369
JW Rates | Cleaning and Clearance - Subcontract | 460101 | GARDEN OR COMMUNAL AREA:LABOUR SKIP RUBBISH | NO | 626.29 | 775370
JW Rates | Cleaning and Clearance - Subcontract | 460103 | GARDEN OR COMMUNAL AREA:LABOUR MINI-SKIP RUBBISH | NO | 372.14 | 775371
JW Rates | Cleaning and Clearance - Subcontract | 460155 | COMM WASTE:CLEAR BIN STORES/EMPTY BINS/RUBBISH REM | NO | 144.3 | 775372
JW Rates | Cleaning and Clearance - Subcontract | 460201 | DOMESTIC WASTE CLEARANCE:FRIDGES, FREEZERS | NO | 30.83 | 775373
JW Rates | Cleaning and Clearance - Subcontract | 460203 | DOMESTIC WASTE CLEARANCE:CALOR GAS BOTTLES | NO | 6.17 | 775374
JW Rates | Cleaning and Clearance - Subcontract | 460205 | DOMESTIC WASTE CLEARANCE:TV AND COMPUTER MONITORS | NO | 6.17 | 775375
JW Rates | Cleaning and Clearance - Subcontract | 460207 | DOMESTIC WASTE CLEARANCE:COMPUTER DESK TOP UNITS | NO | 7.4 | 775376
JW Rates | Cleaning and Clearance - Subcontract | 460209 | DOMESTIC WASTE CLEARANCE:CAR TYRES | NO | 6.17 | 775377
JW Rates | Cleaning and Clearance - Subcontract | 460211 | DOMESTIC WASTE CLEARANCE:CAR OR VAN BATTERIES | NO | 4.93 | 775378
JW Rates | Cleaning and Clearance - Subcontract | 460213 | DOMESTIC WASTE CLEARANCE:COOKERS | NO | 9.86 | 775379
JW Rates | Cleaning and Clearance - Subcontract | 460215 | DOMESTIC WASTE CLEARANCE:FLUORESCENT TUBES | NO | 1.24 | 775380
JW Rates | Cleaning and Clearance - Subcontract | 460217 | DOMESTIC WASTE CLEARANCE:PAINT CANS | NO | 1.24 | 775381
JW Rates | Cleaning and Clearance - Subcontract | 460221 | DOMESTIC WASTE CLEARANCE:COT MATTRESS | NO | 4.46 | 775382
JW Rates | Cleaning and Clearance - Subcontract | 460223 | DOMESTIC WASTE CLEARANCE:SINGLE MATTRESS | NO | 11.92 | 775383
JW Rates | Cleaning and Clearance - Subcontract | 460225 | DOM WASTE CLEARANCE:DOUBLE TO KING SIZE MATTRESS | NO | 20.84 | 775384
JW Rates | Cleaning and Clearance - Subcontract | 460301 | COMMUNAL WASTE CLEARANCE:FRIDGES, FREEZERS | NO | 74.29 | 775385
JW Rates | Cleaning and Clearance - Subcontract | 460303 | COMMUNAL WASTE CLEARANCE:CALOR GAS BOTTLES | NO | 35.23 | 775386
JW Rates | Cleaning and Clearance - Subcontract | 460305 | COMMUNAL WASTE CLEARANCE:TV AND COMPUTER MONITORS | NO | 25.97 | 775387
JW Rates | Cleaning and Clearance - Subcontract | 460307 | COMMUNAL WASTE CLEARANCE:COMPUTER DESK TOP UNITS | NO | 21.29 | 775388
JW Rates | Cleaning and Clearance - Subcontract | 460309 | COMMUNAL WASTE CLEARANCE:CAR TYRES | NO | 19.8 | 775389
JW Rates | Cleaning and Clearance - Subcontract | 460311 | COMMUNAL WASTE CLEARANCE:CAR OR VAN BATTERIES | NO | 24.49 | 775390
JW Rates | Cleaning and Clearance - Subcontract | 460313 | COMMUNAL WASTE CLEARANCE:COOKERS | NO | 48.96 | 775391
JW Rates | Cleaning and Clearance - Subcontract | 460315 | COMMUNAL WASTE CLEARANCE:FLUORESCENT TUBES | NO | 5.81 | 775392
JW Rates | Cleaning and Clearance - Subcontract | 460317 | COMMUNAL WASTE CLEARANCE:PAINT CANS | NO | 5.81 | 775393
JW Rates | Cleaning and Clearance - Subcontract | 460321 | COMMUNAL WASTE CLEARANCE:COT MATTRESS | NO | 3.08 | 775394
JW Rates | Cleaning and Clearance - Subcontract | 460323 | COMMUNAL WASTE CLEARANCE:SINGLE BED MATTRESS | NO | 4.94 | 775395
JW Rates | Cleaning and Clearance - Subcontract | 460325 | COMM WASTE CLEARANCE:DOUBLE TO KING SIZE MATTRESS | NO | 6.18 | 775396
JW Rates | Cleaning and Clearance - Subcontract | 460401 | TURF:RENEW | SM | 25.32 | 775397
JW Rates | Cleaning and Clearance - Subcontract | 460403 | TURF:CLEAR BONFIRE LAY NEW TURF | SM | 37.25 | 775398
JW Rates | Specialist Treatments - Subcontract | 460411 | ASBESTOS:TRANSPORT DISPOSE NON LICENSED | KG | 0.7 | 775399
JW Rates | Cleaning and Clearance - Subcontract | 460451 | SHRUB:PRUNE NE 2.4M HIGH | NO | 9.56 | 775400
JW Rates | Cleaning and Clearance - Subcontract | 460453 | SHRUB:DIG OUT OVERGROWN | NO | 29.43 | 775401
JW Rates | Cleaning and Clearance - Subcontract | 460455 | SHRUB:PRUNE NE 4.8M HIGH | NO | 14.93 | 775402
JW Rates | Cleaning and Clearance - Subcontract | 460457 | SHRUB:PRUNE OVER 4.8M HIGH | NO | 20.92 | 775403
JW Rates | Cleaning and Clearance - Subcontract | 460461 | HEDGES:CUT OVERGROWN NE 2.4M HIGH | LM | 16.93 | 775404
JW Rates | Cleaning and Clearance - Subcontract | 460463 | HEDGES:CUT OVERGROWN NE 4.8M HIGH | LM | 21.65 | 775405
JW Rates | Cleaning and Clearance - Subcontract | 460465 | HEDGES:CUT OVERGROWN OVER 4.8M HIGH | LM | 27.41 | 775406
JW Rates | Cleaning and Clearance - Subcontract | 460467 | HEDGES:REMOVE NE 2M HIGH | LM | 47.09 | 775407
JW Rates | Cleaning and Clearance - Subcontract | 460469 | HEDGES:REMOVE NE 4M HIGH | LM | 55.73 | 775408
JW Rates | Cleaning and Clearance - Subcontract | 460471 | TREE:PRUNE NE 2.4M HIGH | IT | 37.69 | 775409
JW Rates | Cleaning and Clearance - Subcontract | 460473 | TREE:CUT DOWN GIRTH UPTO 450MM | IT | 371.02 | 775410
JW Rates | Cleaning and Clearance - Subcontract | 460475 | TREE:DIG OUT SEEDLING UPTO 150MM GIRTH | IT | 95.77 | 775411
JW Rates | Cleaning and Clearance - Subcontract | 460477 | TREE:PRUNE NE 4.8M HIGH | IT | 44.06 | 775412
JW Rates | Cleaning and Clearance - Subcontract | 460479 | TREE:PRUNE OVER 4.8M HIGH | IT | 55.59 | 775413
JW Rates | Cleaning and Clearance - Subcontract | 460481 | FENCE LINE:STRIM TO CLEAR | LM | 4.94 | 775414
JW Rates | Cleaning and Clearance - Subcontract | 460507 | CARPET:CLEAN TO ROOM UPTO 20SM CEILING AREA | IT | 64.33 | 775415
JW Rates | Cleaning and Clearance - Subcontract | 460509 | CARPET:CLEAN TO HALL STAIRS | IT | 64.33 | 775416
JW Rates | Cleaning and Clearance - Subcontract | 460511 | CARPET:CLEAN TO HALL | IT | 38.72 | 775417
JW Rates | Cleaning and Clearance - Subcontract | 460601 | GLAZING:CLEAN EXTERNAL FACE ONLY | SM | 3.99 | 775418
JW Rates | Cleaning and Clearance - Subcontract | 460603 | GLAZING:CLEAN BOTH FACES | SM | 8.11 | 775419
JW Rates | Cleaning and Clearance - Subcontract | 460605 | GLAZING:CLEAN INTERNAL FACE ONLY | SM | 3.99 | 775420
JW Rates | Cleaning and Clearance - Subcontract | 460607 | GLAZING:CLEAN BOTH INTERNAL FACES | SM | 8.11 | 775421
JW Rates | Cleaning and Clearance - Subcontract | 460901 | FLOOR:SWEEP COMMUNAL AREAS | SM | 0.22 | 775422
JW Rates | Cleaning and Clearance - Subcontract | 460903 | SURFACES:POWER WASH | SM | 3.08 | 775423
JW Rates | Cleaning and Clearance - Subcontract | 460905 | SURFACES:1:6 HD DETERGENT JET WASH | SM | 3.84 | 775424
JW Rates | Cleaning and Clearance - Subcontract | 460907 | HARD SURFACES:POWER WASH | SM | 2.76 | 775425
JW Rates | Cleaning and Clearance - Subcontract | 460909 | COMMUNAL AREA:COMPREHENSIVE CLEAN | NO | 79.79 | 775426
JW Rates | Cleaning and Clearance - Subcontract | 460911 | COMMUNAL AREA:LIGHT CLEAN | NO | 51.05 | 775427
JW Rates | Cleaning and Clearance - Subcontract | 461001 | DWELLING:DISINFESTATION WORKS | IT | 154.99 | 775428
JW Rates | Cleaning and Clearance - Subcontract | 461003 | DWELLING:FLEA BOMBING | IT | 141.9 | 775429
JW Rates | Specialist Treatments - Subcontract | 461201 | WASPS NEST:REMOVE INTERNAL OR EASY EXTERNAL | NO | 86.33 | 775430
JW Rates | Specialist Treatments - Subcontract | 461203 | WASPS NEST:REMOVE EXTERNAL | NO | 104.83 | 775431
JW Rates | Specialist Treatments - Subcontract | 461205 | RODENTS:MICE ERADICATION | IT | 92.5 | 775432
JW Rates | Specialist Treatments - Subcontract | 461209 | RODENTS:RATS ERADICATION | IT | 104.83 | 775433
JW Rates | Specialist Treatments - Subcontract | 461213 | LICEANTS:ERADICATE | IT | 30.83 | 775434
JW Rates | Specialist Treatments - Subcontract | 461217 | RODENTS:SQUIRREL ERADICATION | IT | 86.33 | 775435
JW Rates | Specialist Treatments - Subcontract | 461219 | NEST:REMOVE ANT NEST | NO | 98.67 | 775436
JW Rates | Specialist Treatments - Subcontract | 461221 | NEST:REMOVE HORNETS NEST | NO | 80.17 | 775437
JW Rates | Specialist Treatments - Subcontract | 461222 | NEST:REMOVE BIRDS NEST | NO | 6.18 | 775438
JW Rates | Specialist Treatments - Subcontract | 461223 | NEST:REMOVE BEES NEST | NO | 80.17 | 775439
JW Rates | Specialist Treatments - Subcontract | 461225 | COCKROACH:DISINFEST ROACH INFESTATION | NO | 148 | 775440
JW Rates | Specialist Treatments - Subcontract | 461227 | BEETLE:DISINFEST BEETLE INFESTATION | NO | 159.1 | 775441
JW Rates | Specialist Treatments - Subcontract | 461229 | PIGEON:DISINFEST PIGEON INFESTATION | NO | 111 | 775442
JW Rates | Specialist Treatments - Subcontract | 461230 | PIGEON:REMOVE INFESTATION FROM CILLS | LM | 30.83 | 775443
JW Rates | Specialist Treatments - Subcontract | 461231 | RAT:DISINFEST RAT INFESTATION | NO | 111 | 775444
JW Rates | Specialist Treatments - Subcontract | 461233 | DEBRIS:REMOVE DEBRIS OF INFESTATION AND DISPOSE | CM | 481 | 775445
JW Rates | Specialist Treatments - Subcontract | 461235 | PIGEONS:INSTALL ANTI-PIGEON SPIKING | LM | 26.22 | 775446
JW Rates | Specialist Treatments - Subcontract | 461237 | PIGEONS:INSTALL ANTI-PIGEON NETTING | SM | 15.72 | 775447
JW Rates | Specialist Treatments - Subcontract | 461239 | PIGEONS:INSTALL NC STEEL ANTI-PIGEON MESH | SM | 20.56 | 775448
JW Rates | Cleaning and Clearance - Subcontract | 463001 | WASTE CHUTE:INSPECT TAKE DOWN REPAIR | NO | 37.35 | 775449
JW Rates | Cleaning and Clearance - Subcontract | 463003 | WASTE CHUTE:CLEAR OUT BLOCKAGE (PER FLOOR) | IT | 32.85 | 775450
JW Rates | Cleaning and Clearance - Subcontract | 463007 | WASTE CHUTE:CLEAR OUT BLOCKAGE 2 NO FLOORS | IT | 47.73 | 775451
JW Rates | Cleaning and Clearance - Subcontract | 463009 | WASTE CHUTE:CLEAR OUT BLOCKAGE 3-5 NO FLOORS | IT | 62.61 | 775452
JW Rates | Cleaning and Clearance - Subcontract | 463011 | WASTE CHUTE:CLEAR OUT BLOCKAGE 6-11 NO FLOORS | IT | 107.26 | 775453
JW Rates | Cleaning and Clearance - Subcontract | 463013 | WASTE CHUTE:CLEAR OUT BLOCKAGE 12+ NO FLOORS | IT | 181.67 | 775454
JW Rates | Cleaning and Clearance - Subcontract | 463015 | WASTE CHUTE:INSPECT TAKE DOWN REPAIR SHUT OFF | IT | 55.87 | 775455
JW Rates | Cleaning and Clearance - Subcontract | 463017 | WASTE CHUTE:RENEW HOPPER HANDLE | NO | 50.29 | 775456
JW Rates | Cleaning and Clearance - Subcontract | 463019 | WASTE CHUTE:RENEW SHUT OFF TO BOTTOM OF CHUTE | NO | 802.4 | 775457
JW Rates | Cleaning and Clearance - Subcontract | 463021 | WASTE CHUTE:RENEW I HR FIRE RATED HOPPER DOOR | IT | 334.55 | 775458
JW Rates | Cleaning and Clearance - Subcontract | 464001 | GARAGE OR OUTBUILDING:DEMOLISH SINGLE COMPLETE | CM | 46.67 | 775459
JW Rates | Cleaning and Clearance - Subcontract | 464003 | GARAGE OR OUTBUILDING:DEMOLISH SGL COMPLETE SLAB | CM | 73.97 | 775460
JW Rates | Cleaning and Clearance - Subcontract | 464005 | GARAGE OR OUTBUILDING:DEMOLISH MULTI COMPLETE | CM | 40.5 | 775461
JW Rates | Cleaning and Clearance - Subcontract | 464007 | GARAGE OR OUTBUILDING:DEMOLISH MULTI COMPLETE SLAB | CM | 70.88 | 775462
JW Rates | Cleaning and Clearance - Subcontract | 464501 | DEMOLITION OF SHED ETC:RETAIN BASE | IT | 159.16 | 775463
JW Rates | Cleaning and Clearance - Subcontract | 464503 | DEMOLITION OF SHED ETC:REMOVE BASE | IT | 264.64 | 775464
JW Rates | Cleaning and Clearance - Subcontract | 464505 | DEMOLITION OF PIGEON LOFT - RETAIN BASE | IT | 144.76 | 775465
JW Rates | Cleaning and Clearance - Subcontract | 464507 | DEMOLITION OF PIGEON LOFT ETC:- BASE | IT | 217.43 | 775466
JW Rates | Painting and Decorating - 1400 | 470001 | DWELLING:REDECORATE 1 BEDROOM FLAT | IT | 1291.91 | 775467
JW Rates | Painting and Decorating - 1050 | 470001a | DWELLING:REDECORATE 1 BEDROOM FLAT | IT | 1291.91 | 775468
JW Rates | Painting and Decorating - 1640 | 470002 | DWELLING:REDECORATE 2 BEDROOM FLAT | IT | 1555.16 | 775469
JW Rates | Painting and Decorating - 1250 | 470002a | DWELLING:REDECORATE 2 BEDROOM FLAT | IT | 1555.16 | 775470
JW Rates | Painting and Decorating - 1880 | 470003 | DWELLING:REDECORATE 3 BEDROOM FLAT | IT | 1818.42 | 775471
JW Rates | Painting and Decorating - 1450 | 470003a | DWELLING:REDECORATE 3 BEDROOM FLAT | IT | 1818.42 | 775472
JW Rates | Painting and Decorating - 1900 | 470010 | DWELLING:REDECORATE 2 BEDROOM HOUSE | IT | 1817.72 | 775473
JW Rates | Painting and Decorating - 1630 | 470010a | DWELLING:REDECORATE 2 BEDROOM HOUSE | IT | 1817.72 | 775474
JW Rates | Painting and Decorating - 2140 | 470011 | DWELLING:REDECORATE 3 BEDROOM HOUSE | IT | 2054.16 | 775475
JW Rates | Painting and Decorating - 1830 | 470011a | DWELLING:REDECORATE 3 BEDROOM HOUSE | IT | 2054.16 | 775476
JW Rates | Painting and Decorating - 2380 | 470012 | DWELLING:REDECORATE 4 BEDROOM HOUSE | IT | 2296.82 | 775477
JW Rates | Painting and Decorating - 2030 | 470012a | DWELLING:REDECORATE 4 BEDROOM HOUSE | IT | 2296.82 | 775478
JW Rates | Painting and Decorating - 660 | 470040 | DWELLING:REDECORATE BEDSIT NE 20SM CEILING AREA | IT | 678.15 | 775479
JW Rates | Painting and Decorating - 660 | 470040a | DWELLING:REDECORATE BEDSIT NE 20SM CEILING AREA | IT | 678.15 | 775480
JW Rates | Painting and Decorating - 750 | 470041 | DWELLING:REDECORATE BEDSIT 20-30SM CEILING AREA | IT | 801.5 | 775481
JW Rates | Painting and Decorating - 750 | 470041a | DWELLING:REDECORATE BEDSIT 20-30SM CEILING AREA | IT | 801.5 | 775482
JW Rates | Painting and Decorating - 990 | 470042 | DWELLING:REDECORATE BEDSIT OVER 30SM CEILING AREA | IT | 1017.2 | 775483
JW Rates | Painting and Decorating - 990 | 470042a | DWELLING:REDECORATE BEDSIT OVER 30SM CEILING AREA | IT | 1017.2 | 775484
JW Rates | Painting and Decorating - 2200 | 470045 | DWELLING:REDECORATE MULTIPLE OCCUPIED 3 BED FLAT | IT | 1875.04 | 775485
JW Rates | Painting and Decorating - 1275 | 470045a | DWELLING:REDECORATE MULTIPLE OCCUPIED 3 BED FLAT | IT | 1875.04 | 775486
JW Rates | Painting and Decorating - 2440 | 470046 | DWELLING:REDECORATE MULTIPLE OCCUPIED 4 BED FLAT | IT | 2170.07 | 775487
JW Rates | Painting and Decorating - 1560 | 470046a | DWELLING:REDECORATE MULTIPLE OCCUPIED 4 BED FLAT | IT | 2170.07 | 775488
JW Rates | Painting and Decorating - 2680 | 470047 | DWELLING:REDECORATE MULTIPLE OCCUPIED 5 BED FLAT | IT | 2392.76 | 775489
JW Rates | Painting and Decorating - 1845 | 470047a | DWELLING:REDECORATE MULTIPLE OCCUPIED 5 BED FLAT | IT | 2392.76 | 775490
JW Rates | Painting and Decorating - 15 | 470088 | ROOM:WHOLE REDECORATION ADDITION HT ABOVE 3.0M | SM | 11.49 | 775491
JW Rates | Painting and Decorating - 945 | 470501 | DWELLING:WASH 2CT REDECORATION 1 BEDROOM FLAT | IT | 834.34 | 775492
JW Rates | Painting and Decorating - 1110 | 470502 | DWELLING:WASH 2CT REDECORATION 2 BEDROOM FLAT | IT | 1008.39 | 775493
JW Rates | Painting and Decorating - 1270 | 470503 | DWELLING:WASH 2CT REDECORATION 3 BEDROOM FLAT | IT | 1179.33 | 775494
JW Rates | Painting and Decorating - 1345 | 470510 | DWELLING:WASH 2CT REDECORATION 2 BEDROOM HOUSE | IT | 1303.3 | 775495
JW Rates | Painting and Decorating - 1445 | 470511 | DWELLING:WASH 2CT REDECORATION 3 BEDROOM HOUSE | IT | 1513.02 | 775496
JW Rates | Painting and Decorating - 1610 | 470512 | DWELLING:WASH 2CT REDECORATION 4 BEDROOM HOUSE | IT | 1754.52 | 775497
JW Rates | Painting and Decorating - 635 | 470520 | DWELLING:WASH 1CT REDECORATION 1 BEDROOM FLAT | IT | 521.1 | 775498
JW Rates | Painting and Decorating - 745 | 470521 | DWELLING:WASH 1CT REDECORATION 2 BEDROOM FLAT | IT | 626.2 | 775499
JW Rates | Painting and Decorating - 850 | 470522 | DWELLING:WASH 1CT REDECORATION 3 BEDROOM FLAT | IT | 728.24 | 775500
JW Rates | Painting and Decorating - 900 | 470530 | DWELLING:WASH 1CT REDECORATION 2 BEDROOM HOUSE | IT | 799.51 | 775501
JW Rates | Painting and Decorating - 970 | 470531 | DWELLING:WASH 1CT REDECORATION 3 BEDROOM HOUSE | IT | 918.81 | 775502
JW Rates | Painting and Decorating - 1080 | 470532 | DWELLING:WASH 1CT REDECORATION 4 BEDROOM HOUSE | IT | 1058.68 | 775503
JW Rates | Painting and Decorating - 445 | 470540 | DWELLING:WASH 2CT REDEC BEDSIT NE 20SM CLG AREA | IT | 442.02 | 775504
JW Rates | Painting and Decorating - 505 | 470541 | DWELLING:WASH 2CT REDEC BEDSIT 20-30SM CLG AREA | IT | 520.89 | 775505
JW Rates | Painting and Decorating - 670 | 470542 | DWELLING:WASH 2CT REDEC BEDSIT OVER 30SM CLG AREA | IT | 664.53 | 775506
JW Rates | Painting and Decorating - 1490 | 470545 | DWELLING:WASH 2CT REDEC MULTIPLE OCC 3 BED FLAT | IT | 1243.04 | 775507
JW Rates | Painting and Decorating - 1650 | 470546 | DWELLING:WASH 2CT REDEC MULTIPLE OCC 4 BED FLAT | IT | 1413.97 | 775508
JW Rates | Painting and Decorating - 1800 | 470547 | DWELLING:WASH 2CT REDEC MULTIPLE OCC 5 BED FLAT | IT | 1578.76 | 775509
JW Rates | Painting and Decorating - 630 | 470601 | DWELLING:STRIP PRIOR TO REDECORATE 1 BED FLAT | IT | 403.91 | 775510
JW Rates | Painting and Decorating - 930 | 470602 | DWELLING:STRIP PRIOR TO REDECORATE 2 BED FLAT | IT | 596.62 | 775511
JW Rates | Painting and Decorating - 1200 | 470603 | DWELLING:STRIP PRIOR TO REDECORATE 3 BED FLAT | IT | 770.79 | 775512
JW Rates | Painting and Decorating - 1270 | 470610 | DWELLING:STRIP PRIOR TO REDECORATE 2 BED HOUSE | IT | 821.46 | 775513
JW Rates | Painting and Decorating - 1540 | 470611 | DWELLING:STRIP PRIOR TO REDECORATE 3 BED HOUSE | IT | 995.63 | 775514
JW Rates | Painting and Decorating - 1810 | 470612 | DWELLING:STRIP PRIOR TO REDECORATE 4 BED HOUSE | IT | 1169.79 | 775515
JW Rates | Painting and Decorating - 1800 | 470701 | HALL STAIRS:REDECORATE 2 STOREY CLASS 'O' | IT | 2285.45 | 775516
JW Rates | Painting and Decorating - 2700 | 470703 | HALL STAIRS:REDECORATE 3 STOREY CLASS 'O' | IT | 3428.16 | 775517
JW Rates | Painting and Decorating - 1080 | 470705 | HALL:REDECORATE COMPLETE OVER 3SM CLASS 'O' | IT | 1253.88 | 775518
JW Rates | Painting and Decorating - 420 | 470707 | LOBBY:REDECORATE COMPLETE NE 3SM CLASS 'O' | IT | 426 | 775519
JW Rates | Painting and Decorating - 30 | 470751 | WALLS:APPLY 2 COATS CLASS 'O' PAINT | SM | 26.94 | 775520
JW Rates | Painting and Decorating - 32 | 470753 | CEILINGS:APPLY 2 COATS CLASS 'O' PAINT | SM | 28.18 | 775521
JW Rates | Painting and Decorating - 13 | 470801 | FLAME RETARDANT COATING:APPLY 2 CT SURFACES | SM | 20.64 | 775522
JW Rates | Painting and Decorating - 18 | 470803 | FLAME RETARDANT COATING:APPLY 2 CT SURFACE NE300MM | LM | 14.9 | 775523
JW Rates | Painting and Decorating - 20 | 470851 | FLAME RETARDANT COATING:APPLY 3 CT SURFACES | SM | 31.23 | 775524
JW Rates | Painting and Decorating - 28 | 470853 | FLAME RETARDANT COATING:APPLY 3 CT SURFACE NE300MM | LM | 22.96 | 775525
JW Rates | Specialist Treatments - Subcontract | 490001 | TANKING:INSTALL ASPHALT DPM HORIZONTAL | SM | 68.53 | 775526
JW Rates | Specialist Treatments - Subcontract | 490003 | TANKING:INSTALL ASPHALT DPM RAKE FOR KEY | SM | 95.08 | 775527
JW Rates | Specialist Treatments - Subcontract | 490005 | TANKING:INSTALL ASPHALT DPM VERTICAL | SM | 98.92 | 775528
JW Rates | Glazing - Subcontract | 515005 | PANE:REGLAZE 4MM CLEAR OR OBSCURE UPTO 1SM | NO | 71.31 | 775529
JW Rates | Glazing - Subcontract | 515007 | PANE:REGLAZE 4MM CLEAR OR OBSCURE OVER 1SM | SM | 93.43 | 775530
JW Rates | Glazing - Subcontract | 515013 | PANE:REGLAZE 6MM CLEAR OR OBSCURE UPTO 1SM | NO | 90.2 | 775531
JW Rates | Glazing - Subcontract | 515015 | PANE:REGLAZE 6MM CLEAR OR OBSCURE OVER 1SM | SM | 115.11 | 775532
JW Rates | Glazing - Subcontract | 520005 | PANE:REGLAZE 7MM GWCG UPTO 1SM | NO | 122.87 | 775533
JW Rates | Glazing - Subcontract | 520007 | PANE:REGLAZE 7MM GWCG OVER 1SM | SM | 158.49 | 775534
JW Rates | Glazing - Subcontract | 525005 | PANE:REGLAZE 6MM GWPP UPTO 1SM | NO | 171.67 | 775535
JW Rates | Glazing - Subcontract | 525007 | PANE:REGLAZE 6MM GWPP OVER 1SM | SM | 223.54 | 775536
JW Rates | Glazing - Subcontract | 530001 | PANE:REGLAZE 6MM TOUGHENED UPTO 0.25SM | NO | 51.55 | 775537
JW Rates | Glazing - Subcontract | 530005 | PANE:REGLAZE 6MM TOUGHENED UPTO 1SM | NO | 117.76 | 775538
JW Rates | Glazing - Subcontract | 530007 | PANE:REGLAZE 6MM TOUGHENED OVER 1SM | SM | 152.27 | 775539
JW Rates | Glazing - Subcontract | 530009 | PANE:REGLAZE TOUGHENED GLASS CASSETTE NE 0.20SM | NO | 183.66 | 775540
JW Rates | Glazing - Subcontract | 530011 | PANE:REGLAZE TOUGHENED GLASS CASSETTE NE 0.50SM | NO | 337.96 | 775541
JW Rates | Glazing - Subcontract | 535005 | PANE:REGLAZE 6.4MM LAMINATED UPTO 1SM | NO | 113.4 | 775542
JW Rates | Glazing - Subcontract | 535007 | PANE:REGLAZE 6.4MM LAMINATED OVER 1SM | SM | 139.88 | 775543
JW Rates | Glazing - Subcontract | 535015 | PANE:REGLAZE 4.4MM LAMINATED UPTO 1SM | NO | 129.4 | 775544
JW Rates | Glazing - Subcontract | 535017 | PANE:REGLAZE 4.4MM LAMINATED OVER 1SM | SM | 170.89 | 775545
JW Rates | Glazing - Subcontract | 535025 | PANE:REGLAZE 6.8MM LAMINATED/STIPPOLYTE UPTO 1 SM | NO | 166.84 | 775546
JW Rates | Glazing - Subcontract | 535027 | PANE:REGLAZE 6.8MM LAMINATED/STIPPOLYTE OVER 1 SM | SM | 211.15 | 775547
JW Rates | Glazing - Subcontract | 540005 | PANE:REGLAZE 4MM POLYCARBONATE UPTO 1SM | NO | 94.21 | 775548
JW Rates | Glazing - Subcontract | 540007 | PANE:REGLAZE 4MM POLYCARBONATE OVER 1SM | SM | 117.39 | 775549
JW Rates | Glazing - Subcontract | 540055 | PANE:REGLAZE 6MM POLYCARBONATE UPTO 1.00SM | NO | 119.91 | 775550
JW Rates | Glazing - Subcontract | 540057 | PANE:REGLAZE 6MM POLYCARBONATE OVER 1.00SM | SM | 151.65 | 775551
JW Rates | Glazing - Subcontract | 540101 | PANE:REGLAZE FIRE SAFETY IMPACT CASSETTE NE 0.20SM | NO | 220.32 | 775552
JW Rates | Glazing - Subcontract | 540103 | PANE:REGLAZE FIRE SAFETY IMPACT CASSETTE NE 0.50SM | NO | 413.18 | 775553
JW Rates | Glazing - Subcontract | 541001 | PANE:REGLAZE 7MM FIRE SAFETY IMPACT UPTO 1SM | NO | 285.36 | 775554
JW Rates | Glazing - Subcontract | 541002 | PANE:REGLAZE 7MM FIRE SAFETY IMPACT NE 0.50SM | NO | 192.3 | 775555
JW Rates | Glazing - Subcontract | 541003 | PANE:REGLAZE 7MM FIRE SAFETY IMPACT OVER 1SM | SM | 370.39 | 775556
JW Rates | Glazing - Subcontract | 551005 | DOUBLE GLAZED UNIT:REGLAZE UPTO 1SM-CLEAR LOW E | NO | 108.25 | 775557
JW Rates | Glazing - Subcontract | 551007 | DOUBLE GLAZED UNIT:REGLAZE OVER 1.0SM-CLEAR LOW E | SM | 159.89 | 775558
JW Rates | Glazing - Subcontract | 551055 | DOUBLE GLAZED UNIT:REGLAZE 28MM NE 1SM CLEAR LOW E | NO | 114.08 | 775559
JW Rates | Glazing - Subcontract | 551057 | DOUBLE GLAZED UNIT:REGLAZE 28MM EX 1SM CLEAR LOW E | SM | 167.65 | 775560
JW Rates | Glazing - Subcontract | 556005 | DOUBLE GLAZED UNIT:REGLAZE UPTO 1SM SAFETY LOW E | NO | 136.31 | 775561
JW Rates | Glazing - Subcontract | 556007 | DOUBLE GLAZED UNIT:REGLAZE OVER 1SM SAFETY LOW E | SM | 209.76 | 775562
JW Rates | Glazing - Subcontract | 556055 | DOUBLE GLAZED UNIT:REGLAZE 28MM NE 1SM SAFETY LOWE | NO | 144.93 | 775563
JW Rates | Glazing - Subcontract | 556057 | DOUBLE GLAZED UNIT:REGLAZE 28MM EX 1SM SAFETY LOWE | SM | 221.27 | 775564
JW Rates | Glazing - Subcontract | 557001 | VACUUM DOUBLE GLAZING:REGLAZE UPTO 1SM-CLEAR | NO | 298.54 | 775565
JW Rates | Glazing - Subcontract | 557003 | VACUUM DOUBLE GLAZING:REGLAZE OVER 1SM-CLEAR | SM | 448.77 | 775566
JW Rates | Glazing - Subcontract | 557005 | VACUUM DOUBLE GLAZING:REGLAZE UPTO 1SM-OBSCURE | NO | 310.46 | 775567
JW Rates | Glazing - Subcontract | 557007 | VACUUM DOUBLE GLAZING:REGLAZE OVER 1SM-OBSCURE | SM | 460.68 | 775568
JW Rates | Glazing - Subcontract | 557009 | VACUUM DOUBLE GLAZING:REGLAZE UPTO 1SM-SAFETY | NO | 749.08 | 775569
JW Rates | Glazing - Subcontract | 557011 | VACUUM DOUBLE GLAZING:REGLAZE OVER 1SM-SAFETY | SM | 899.31 | 775570
JW Rates | Glazing - Subcontract | 559001 | TRIPLE GLAZING:REGLAZE UPTO 1SM-CLEAR | NO | 199.61 | 775571
JW Rates | Glazing - Subcontract | 559003 | TRIPLE GLAZING:REGLAZE OVER 1SM-CLEAR | SM | 255.78 | 775572
JW Rates | Glazing - Subcontract | 559005 | TRIPLE GLAZING:REGLAZE UPTO 1SM-OBSCURE | NO | 199.61 | 775573
JW Rates | Glazing - Subcontract | 559007 | TRIPLE GLAZING:REGLAZE OVER 1SM-OBSCURE | SM | 255.78 | 775574
JW Rates | Glazing - Subcontract | 559009 | TRIPLE GLAZING:REGLAZE UPTO 1SM-SAFETY | NO | 268.65 | 775575
JW Rates | Glazing - Subcontract | 559011 | TRIPLE GLAZING:REGLAZE OVER 1SM-SAFETY | SM | 347.84 | 775576
JW Rates | Glazing - Subcontract | 560001 | DOMELIGHT:REMOVE AND REFIX | NO | 104.29 | 775577
JW Rates | Glazing - Subcontract | 560003 | DOMELIGHT:RENEW 610X610MM COMPLETE | NO | 371.11 | 775578
JW Rates | Glazing - Subcontract | 560005 | DOMELIGHT:RENEW 914X914MM COMPLETE | NO | 498.28 | 775579
JW Rates | Glazing - Subcontract | 560007 | DOMELIGHT:RENEW 1210X1210MM COMPLETE | NO | 777.93 | 775580
JW Rates | Glazing - Subcontract | 565001 | MIRROR:RENEW 450X450X4MM | NO | 50.94 | 775581
JW Rates | Glazing - Subcontract | 565003 | MIRROR:RENEW 900X600X4MM | NO | 109.3 | 775582
JW Rates | Glazing - Subcontract | 570001 | SHOWER SCREEN:REFIX GLASS OVER BATH SCREEN | NO | 25.85 | 775583
JW Rates | Glazing - Subcontract | 570003 | SHOWER SCREEN:RENEW GLASS OVER BATH | NO | 154.08 | 775584
JW Rates | Glazing - Subcontract | 570011 | SHOWER SCREEN:RENEW TWO SIDED GLASS SCREEN | IT | 370.25 | 775585
JW Rates | Glazing - Subcontract | 570013 | SHOWER SCREEN:RENEW THREE SIDED GLASS SCREEN | IT | 546.61 | 775586
JW Rates | Glazing - Subcontract | 570015 | SHOWER SCREEN:REFIX GLASS SIDE PANEL | IT | 26.59 | 775587
JW Rates | Glazing - Subcontract | 570017 | SHOWER SCREEN:OVERHAUL DOOR | IT | 26.59 | 775588
JW Rates | Glazing - Subcontract | 570019 | SHOWER SCREEN:REMOVE AND REFIX | IT | 50.2 | 775589
JW Rates | Glazing - Subcontract | 573091 | CONDENSATION DRIP TRAY:RENEW | IT | 54.13 | 775590
JW Rates | Glazing - Subcontract | 573093 | DOUBLE GLAZED UNITS:REFIX | NO | 56.94 | 775591
JW Rates | Glazing - Subcontract | 575001 | PUTTY:RENEW DEFECTIVE PUTTY | LM | 7.15 | 775592
JW Rates | Glazing - Subcontract | 575003 | BEAD:RENEW DEFECTIVE GLAZING BEAD | LM | 14.69 | 775593
JW Rates | Glazing - Subcontract | 575005 | BEAD:APPLY SILICONE SEAL TO GLAZING BEAD | LM | 8.83 | 775594
JW Rates | Glazing - Subcontract | 575007 | WINDOW:BED EDGES IN WASHLEATHER STRIP | LM | 5.13 | 775595
JW Rates | Glazing - Subcontract | 575009 | GASKETS:EXTRA OVER FOR COMPRESSION GASKET | LM | 3.82 | 775596
JW Rates | Glazing - Subcontract | 575011 | VENT:RENEW CIRCULAR TO EXISTING OPENING | NO | 31.23 | 775597
JW Rates | Glazing - Subcontract | 575013 | VENT:FIT NEW CIRCULAR TO EXISTING GLASS | NO | 52.86 | 775598
JW Rates | Glazing - Subcontract | 575015 | VENT:FIT METAL PERMAVENT | NO | 70.86 | 775599
JW Rates | Glazing - Subcontract | 575017 | LOUVRE:RENEW BLADE NE 950MM LONG | NO | 35.59 | 775600
JW Rates | Glazing - Subcontract | 575019 | TEMPORARY GLAZING:FIX PRIOR TO REPLACEMENT UNIT | NO | 45.48 | 775601
JW Rates | Glazing - Subcontract | 575021 | SYLGLAS:FIT TAPE NE 100MM WIDE | LM | 7.21 | 775602
JW Rates | Glazing - Subcontract | 575023 | WINDOW:APPLY SOLAR REFLECTIVE FILM | SM | 28.04 | 775603
JW Rates | Glazing - Subcontract | 575025 | WINDOW:APPLY SAFETY FILM | SM | 36.2 | 775604
JW Rates | Glazing - Subcontract | 575026 | WINDOW OR DOOR:APPLY EMERGENCY REPAIR FILM | SM | 36.2 | 775605
JW Rates | Glazing - Subcontract | 575027 | SASH:EXTRA OVER GLAZING TO DISMANTLE SASH | NO | 101.78 | 775606
JW Rates | Glazing - Subcontract | 575501 | NET CURTAIN:SUPPLY SINGLE WIDTH | SM | 9.52 | 775607
JW Rates | Plumbing - Subcontract | 601101 | DOWNPIPE:RENEW PVCU NE 2 STOREY | IT | 247.16 | 775608
JW Rates | Plumbing - Subcontract | 601103 | DOWNPIPE:RENEW PVCU 2-4 STOREY | IT | 342.52 | 775609
JW Rates | Plumbing - Subcontract | 601105 | DOWNPIPE:RENEW PVCU PIPE | LM | 32.25 | 775610
JW Rates | Plumbing - Subcontract | 601107 | DOWNPIPE:RENEW NE 300MM PVCU OFFSET | NO | 74.03 | 775611
JW Rates | Plumbing - Subcontract | 601109 | DOWNPIPE:RENEW PVCU HOPPER HEAD | NO | 49.36 | 775612
JW Rates | Plumbing - Subcontract | 601111 | DOWNPIPE:RENEW PVCU SHOE | NO | 21.25 | 775613
JW Rates | Plumbing - Subcontract | 601113 | DOWNPIPE:RENEW PVCU BRANCH | NO | 62.6 | 775614
JW Rates | Plumbing - Subcontract | 601119 | DOWNPIPE:RENEW OR REFIX PVCU CLIP | NO | 12.57 | 775615
JW Rates | Plumbing - Subcontract | 601121 | DOWNPIPE:REMOVE AND REFIX PVCU COMPLETE | LM | 34.8 | 775616
JW Rates | Plumbing - Subcontract | 601125 | DOWNPIPE:REMAKE PVCU JOINTS OR REFIX FITTING | IT | 22.77 | 775617
JW Rates | Plumbing - Subcontract | 601503 | DOWNPIPE:RENEW UPTO 100MM CAST IRON PIPE | IT | 140.29 | 775618
JW Rates | Plumbing - Subcontract | 601505 | DOWNPIPE:REMOVE AND REFIX CAST IRON COMPLETE | LM | 47.64 | 775619
JW Rates | Plumbing - Subcontract | 601507 | DOWNPIPE:RENEW CAST IRON PIPE BRACKET | NO | 70.17 | 775620
JW Rates | Plumbing - Subcontract | 601509 | DOWNPIPE:REFIX LOOSE CAST IRON BRACKET | NO | 12.13 | 775621
JW Rates | Plumbing - Subcontract | 601511 | DOWNPIPE:REMAKE CAST IRON JOINTS | IT | 29.43 | 775622
JW Rates | Plumbing - Subcontract | 603101 | GUTTER:RENEW NE 112MM PVCU COMPLETE | LM | 56.22 | 775623
JW Rates | Plumbing - Subcontract | 603103 | GUTTER:RENEW 150MM PVCU COMPLETE | LM | 73.33 | 775624
JW Rates | Plumbing - Subcontract | 603105 | GUTTER:RENEW NE 112MM PVCU | LM | 34.03 | 775625
JW Rates | Plumbing - Subcontract | 603107 | GUTTER:RENEW 150MM PVCU | LM | 44.85 | 775626
JW Rates | Plumbing - Subcontract | 603109 | GUTTER:REALIGN PVCU GUTTER | LM | 18.8 | 775627
JW Rates | Plumbing - Subcontract | 603111 | GUTTER:RENEW PVCU STOP END | NO | 13.26 | 775628
JW Rates | Plumbing - Subcontract | 603115 | GUTTER:RENEW PVCU OUTLET | NO | 20.59 | 775629
JW Rates | Plumbing - Subcontract | 603119 | GUTTER:RENEW PVCU ANGLE | NO | 21.83 | 775630
JW Rates | Plumbing - Subcontract | 603123 | GUTTER:RENEW PVCU UNION | NO | 19.36 | 775631
JW Rates | Plumbing - Subcontract | 603127 | GUTTER:RENEW PVCU BRACKET | NO | 12.59 | 775632
JW Rates | Plumbing - Subcontract | 603131 | GUTTER:TAKE DOWN AND REFIX PVCU OUTLET | NO | 17.43 | 775633
JW Rates | Plumbing - Subcontract | 603133 | GUTTER:REMAKE PVCU JOINT | NO | 11.72 | 775634
JW Rates | Plumbing - Subcontract | 603301 | GUTTER:RENEW IN CAST IRON COMPLETE | LM | 132.34 | 775635
JW Rates | Plumbing - Subcontract | 603303 | GUTTER:RENEW LENGTH OF CAST IRON | LM | 129.55 | 775636
JW Rates | Plumbing - Subcontract | 603305 | GUTTER:REALIGN CAST IRON GUTTER | LM | 24.56 | 775637
JW Rates | Plumbing - Subcontract | 603307 | GUTTER:RENEW CAST IRON STOP END | NO | 38.22 | 775638
JW Rates | Plumbing - Subcontract | 603309 | GUTTER:RENEW CAST IRON OUTLET | NO | 83.56 | 775639
JW Rates | Plumbing - Subcontract | 603311 | GUTTER:RENEW CAST IRON ANGLE | NO | 86.44 | 775640
JW Rates | Plumbing - Subcontract | 603313 | GUTTER:RENEW CAST IRON UNION | NO | 63.09 | 775641
JW Rates | Plumbing - Subcontract | 603315 | GUTTER:RENEW CAST IRON BRACKET | NO | 49.69 | 775642
JW Rates | Plumbing - Subcontract | 603317 | GUTTER:TAKE DOWN AND REFIX CAST IRON OUTLET | NO | 58.15 | 775643
JW Rates | Plumbing - Subcontract | 603319 | GUTTER:REMAKE CAST IRON JOINTS | NO | 26.04 | 775644
JW Rates | Plumbing - Subcontract | 603901 | DOWNPIPE:CLEAR BLOCKAGE NE 2 STOREY | IT | 21.63 | 775645
JW Rates | Plumbing - Subcontract | 603902 | DOWNPIPE:CLEAR BLOCKAGE 2 TO 4 STOREY | IT | 44.25 | 775646
JW Rates | Plumbing - Subcontract | 603903 | GUTTER:CLEAN AND FLUSH OUT PER ELEVATION NE 8 LM | IT | 51.91 | 775647
JW Rates | Plumbing - Subcontract | 603904 | GUTTER:CLEAN AND FLUSH OUT PER DWELLING | IT | 103.8 | 775648
JW Rates | Plumbing - Subcontract | 603905 | HOPPER:CLEAR OUT BLOCKED HOPPER HEAD | NO | 20.76 | 775649
JW Rates | Plumbing - Subcontract | 603906 | GUTTER:CLEAN AND FLUSH OUT PER BLOCK | LM | 8.65 | 775650
JW Rates | Plumbing - Subcontract | 603907 | FLAT ROOF OUTLET:CLEAR BLOCKED | IT | 28.84 | 775651
JW Rates | Plumbing - Subcontract | 603909 | GUTTER:CLEAN WITH VACUUM SYSTEM ELEVATION | IT | 50.91 | 775652
JW Rates | Plumbing - Subcontract | 603911 | GUTTER:CLEAN WITH VACUUM SYSTEM DWELLING | IT | 92.28 | 775653
JW Rates | Plumbing - Subcontract | 603913 | GUTTER:CLEAN WITH VACUUM SYSTEM BLOCK | LM | 5.77 | 775654
JW Rates | Plumbing - Subcontract | 610101 | STACK:RENEW EXTERNAL PVCU COMPLETE NE 2 STOREY | IT | 588.89 | 775655
JW Rates | Plumbing - Subcontract | 610103 | STACK:RENEW EXTERNAL PVCU COMPLETE 2 TO 4 STOREY | IT | 889.43 | 775656
JW Rates | Plumbing - Subcontract | 610105 | STACK:RENEW EXTERNAL 110MM PVCU SOIL STACK | LM | 31.49 | 775657
JW Rates | Plumbing - Subcontract | 610107 | STACK:RENEW EXTERNAL PVCU SOIL STACK BRACKET | NO | 13.89 | 775658
JW Rates | Plumbing - Subcontract | 610109 | STACK:RENEW EXTERNAL PVCU WC BRANCH PIPE | NO | 110.48 | 775659
JW Rates | Plumbing - Subcontract | 610111 | STACK:RENEW EXTERNAL PVCU OFFSET | NO | 48.56 | 775660
JW Rates | Plumbing - Subcontract | 610113 | STACK:RENEW EXTERNAL PVCU JUNCTION | NO | 69.18 | 775661
JW Rates | Plumbing - Subcontract | 610115 | STACK:RENEW EXTERNAL PVCU ACCESS BEND | NO | 92.11 | 775662
JW Rates | Plumbing - Subcontract | 610117 | STACK:RENEW EXTERNAL PVCU ACCESS PIPE | NO | 74.76 | 775663
JW Rates | Plumbing - Subcontract | 610119 | STACK:RENEW EXTERNAL PVCU VENT TERMINAL | NO | 92.26 | 775664
JW Rates | Plumbing - Subcontract | 610121 | STACK:RENEW EXTERNAL PVCU DOUBLE SOCKET | NO | 53.18 | 775665
JW Rates | Plumbing - Subcontract | 610123 | STACK:RENEW EXTERNAL PVCU DRAIN CONNECTOR | NO | 47.85 | 775666
JW Rates | Plumbing - Subcontract | 610125 | STACK:RENEW EXTERNAL PVCU 110MM BOSS CONNECTOR | NO | 53.76 | 775667
JW Rates | Plumbing - Subcontract | 610127 | STACK:RENEW EXTERNAL PVCU BOSS ADAPTOR | NO | 33.9 | 775668
JW Rates | Plumbing - Subcontract | 610129 | STACK:REPAIR FRACTURE ON EXTERNAL PVCU AT SLAB | IT | 149.29 | 775669
JW Rates | Plumbing - Subcontract | 610131 | STACK:ACCESS COVER TO EXISTING EXTERNAL PVCU | IT | 84.1 | 775670
JW Rates | Plumbing - Subcontract | 610133 | STACK:RENEW PVCU BALLOON GRATING | NO | 26.21 | 775671
JW Rates | Plumbing - Subcontract | 610135 | PIPE:REMOVE REDUNDANT SOIL AND VENT | NO | 23.61 | 775672
JW Rates | Plumbing - Subcontract | 610301 | STACK:RENEW INTERNAL PVCU COMPLETE NE 2 STOREY | IT | 597.03 | 775673
JW Rates | Plumbing - Subcontract | 610303 | STACK:RENEW INTERNAL PVCU COMPLETE 2-4 STOREY | IT | 842.59 | 775674
JW Rates | Plumbing - Subcontract | 610305 | STACK:RENEW INTERNAL 110MM PVCU SOIL STACK | LM | 32.04 | 775675
JW Rates | Plumbing - Subcontract | 610307 | STACK:RENEW INTERNAL PVCU SOIL STACK BRACKETS | NO | 18.09 | 775676
JW Rates | Plumbing - Subcontract | 610309 | STACK:RENEW INTERNAL PVCU WC BRANCH PIPE | NO | 107.9 | 775677
JW Rates | Plumbing - Subcontract | 610311 | STACK:RENEW INTERNAL PVCU OFFSET | NO | 49.1 | 775678
JW Rates | Plumbing - Subcontract | 610313 | STACK:RENEW INTERNAL PVCU JUNCTION | NO | 64.5 | 775679
JW Rates | Plumbing - Subcontract | 610315 | STACK:RENEW INTERNAL PVCU ACCESS BEND | NO | 88.98 | 775680
JW Rates | Plumbing - Subcontract | 610317 | STACK:RENEW INTERNAL PVCU ACCESS PIPE | NO | 71.65 | 775681
JW Rates | Plumbing - Subcontract | 610319 | STACK:RENEW INTERNAL PVCU DOUBLE SOCKET | NO | 49.02 | 775682
JW Rates | Plumbing - Subcontract | 610321 | STACK:RENEW INTERNAL PVCU 110MM BOSS CONNECTOR | NO | 50.63 | 775683
JW Rates | Plumbing - Subcontract | 610323 | STACK:RENEW INTERNAL PVCU BOSS ADAPTOR | NO | 31.03 | 775684
JW Rates | Plumbing - Subcontract | 610325 | STACK:REPAIR FRACTURE ON INTERNAL PVCU AT SLAB | IT | 168.98 | 775685
JW Rates | Plumbing - Subcontract | 610327 | STACK:ACCESS COVER TO EXISTING INTERNAL PVCU STACK | IT | 107.65 | 775686
JW Rates | Plumbing - Subcontract | 610329 | STACK:RENEW PVCU AIR ADMITTANCE VALVE | IT | 63.81 | 775687
JW Rates | Plumbing - Subcontract | 610331 | STACK:REMAKE JOINT PVCU STACK | NO | 35.27 | 775688
JW Rates | Plumbing - Subcontract | 610501 | STACK:RENEW NE 150MM CAST IRON NE 2M | NO | 200.67 | 775689
JW Rates | Plumbing - Subcontract | 610503 | STACK:REMAKE JOINT TO CAST IRON STACK | NO | 53.4 | 775690
JW Rates | Plumbing - Subcontract | 610505 | STACK:RENEW CAST IRON OFFSET | NO | 139.49 | 775691
JW Rates | Plumbing - Subcontract | 610507 | STACK:RENEW CAST IRON BRANCH | NO | 303.5 | 775692
JW Rates | Plumbing - 60 | 620101 | WASTE:RENEW 32MM PIPE AND TRAP BASIN | NO | 67.02 | 775693
JW Rates | Plumbing - 70 | 620103 | WASTE:RENEW 40MM PIPE AND TRAP SINK | NO | 75.05 | 775694
JW Rates | Plumbing - 90 | 620105 | WASTE:RENEW 40MM PIPE AND TRAP BATH | NO | 92.7 | 775695
JW Rates | Plumbing - 240 | 620107 | WASTE:RENEW 40MM PIPE AND TRAP SHOWER | NO | 211.82 | 775696
JW Rates | Plumbing - 20 | 620109 | WASTE:RENEW NE 40MM BEND OR CONNECTOR | NO | 17.06 | 775697
JW Rates | Plumbing - 25 | 620111 | WASTE:RENEW NE 40MM TEE | NO | 21.13 | 775698
JW Rates | Plumbing - 15 | 620113 | WASTE:RENEW LEAKING JOINT | NO | 12.25 | 775699
JW Rates | Plumbing - 5 | 620115 | WASTE:RENEW PLASTIC PIPE CLIP | NO | 4.37 | 775700
JW Rates | Plumbing - 15 | 620117 | TRAP:RENEW 32MM SINK OR BASIN TRAP | NO | 17.04 | 775701
JW Rates | Plumbing - 15 | 620119 | TRAP:RENEW 40MM SINK OR BASIN TRAP | NO | 16.69 | 775702
JW Rates | Plumbing - 25 | 620121 | TRAP:RENEW NE 40MM BATH TRAP | NO | 24.56 | 775703
JW Rates | Plumbing - 150 | 620123 | TRAP:RENEW NE 40MM SHOWER TRAP | NO | 131.88 | 775704
JW Rates | Plumbing - 30 | 620131 | PIPE:RENEW 32MM WASTE | LM | 26.79 | 775705
JW Rates | Plumbing - 30 | 620133 | PIPE:RENEW 40MM WASTE | LM | 27.05 | 775706
JW Rates | Plumbing - 35 | 620135 | PIPE:RENEW 50MM WASTE | LM | 33.56 | 775707
JW Rates | Plumbing - 12 | 620137 | PIPE:PROVIDE CAPPED END | NO | 10.53 | 775708
JW Rates | Plumbing - 12 | 620139 | PIPE:REMOVE REDUNDANT WASTE | NO | 9.45 | 775709
JW Rates | Plumbing - 20 | 620307 | WASTE:REPAIR LEAK ON COPPER WASTE | NO | 17.23 | 775710
JW Rates | Plumbing - Subcontract | 620501 | STACK:CLEAR BLOCKAGE NE 2 STOREY | IT | 59.17 | 775711
JW Rates | Plumbing - Subcontract | 620503 | STACK:CLEAR BLOCKAGE 2-4 STOREY | IT | 88 | 775712
JW Rates | Plumbing - 35 | 620505 | BATH:CLEAR BLOCKAGE TO WASTE | NO | 29.03 | 775713
JW Rates | Plumbing - 20 | 620507 | BASIN OR SINK:CLEAR BLOCKAGE | NO | 17.23 | 775714
JW Rates | Plumbing - 15 | 620509 | WASHING MACHINE:CLEAR BLOCKED WASTE | NO | 13.3 | 775715
JW Rates | Plumbing - 60 | 620513 | WC PAN:CLEAR BLOCKAGE INCLUDING REMOVE | NO | 50.2 | 775716
JW Rates | Plumbing - 40 | 620515 | SHOWER:CLEAR BLOCKAGE INCLUDING REMOVE | NO | 32.97 | 775717
JW Rates | Plumbing - 60 | 620517 | MACERATOR:CLEAR BLOCKAGE | NO | 50.2 | 775718
JW Rates | Plumbing - 130 | 630101 | SINK TOP:RENEW SINGLE DRAINER TOP - TAPS | NO | 327.33 | 775719
JW Rates | Plumbing - 130 | 630102 | SINK TOP:RENEW SINGLE DRAINER TOP - MIXER | NO | 382.18 | 775720
JW Rates | Plumbing - 180 | 630103 | SINK TOP:RENEW DOUBLE DRAINER TOP - TAPS | NO | 453.25 | 775721
JW Rates | Plumbing - 180 | 630104 | SINK TOP:RENEW DOUBLE DRAINER TOP - MIXER | NO | 508.1 | 775722
JW Rates | Plumbing - 230 | 630105 | SINK UNIT:RENEW SINGLE DRAINER TOP TAPS BASE UNIT | NO | 588.31 | 775723
JW Rates | Plumbing - 230 | 630106 | SINK UNIT:RENEW SINGLE DRAINER TOP MIXER BASE UNIT | NO | 643.17 | 775724
JW Rates | Plumbing - 70 | 630107 | SINK TOP:REFIX ANY LOOSE SINK TOP | NO | 60.04 | 775725
JW Rates | Plumbing - 10 | 630109 | SINK:RENEW PLUG AND CHAIN | NO | 10.49 | 775726
JW Rates | Plumbing - 25 | 630111 | SINK:RENEW NE 42MM CP WASTE | NO | 31.13 | 775727
JW Rates | Plumbing - 35 | 630113 | SINK:RENEW NE 42MM CP COMBINED WASTE | NO | 44.17 | 775728
JW Rates | Plumbing - 65 | 630115 | SINK:REFIX OR RENEW CANTILEVER BRACKETS | NO | 91.71 | 775729
JW Rates | Plumbing - 130 | 630117 | SINK TOP:RENEW SINGLE DRAINER DEEP BOWL TOP TAPS | NO | 316.89 | 775730
JW Rates | Plumbing - 180 | 630119 | SINK TOP:RENEW DOUBLE DRAINER DEEP BOWL TOP TAPS | NO | 438.35 | 775731
JW Rates | Plumbing - 190 | 630121 | SINK UNIT:RENEW SINGLE DRAINER DEEP TOP TAPS BASE | NO | 546.42 | 775732
JW Rates | Plumbing - 130 | 630141 | SINK TOP:RENEW SINGLE DRAINER DEEP BOWL TOP MIXER | NO | 412.3 | 775733
JW Rates | Plumbing - 180 | 630143 | SINK TOP:RENEW DOUBLE DRAINER DEEP BOWL TOP MIXER | NO | 561.92 | 775734
JW Rates | Plumbing - 190 | 630145 | SINK UNIT:RENEW SINGLE DRAINER DEEP TOP MIXER BASE | NO | 601.27 | 775735
JW Rates | Plumbing - 45 | 630147 | SINK:OVERHAUL | IT | 40.37 | 775736
JW Rates | Plumbing - 25 | 630149 | SINK:DISCONNECT AND REMOVE | IT | 22.29 | 775737
JW Rates | Plumbing - 150 | 630201 | SINK TOP:SUPPLY INSET TAPS | NO | 271.75 | 775738
JW Rates | Plumbing - 130 | 630203 | SINK TOP:RENEW INSET WITH TAPS | NO | 256.01 | 775739
JW Rates | Plumbing - 150 | 630211 | SINK TOP:SUPPLY DEEP BOWL INSET TAPS | NO | 271.75 | 775740
JW Rates | Plumbing - 130 | 630213 | SINK TOP:RENEW WITH DEEP BOWL INSET TAPS | NO | 310.86 | 775741
JW Rates | Plumbing - 150 | 630221 | SINK TOP:SUPPLY INSET MIXER | NO | 326.6 | 775742
JW Rates | Plumbing - 130 | 630223 | SINK TOP:RENEW INSET WITH MIXER | NO | 310.86 | 775743
JW Rates | Plumbing - 150 | 630231 | SINK TOP:SUPPLY DEEP BOWL INSET MIXER | NO | 326.6 | 775744
JW Rates | Plumbing - 130 | 630233 | SINK TOP:RENEW WITH DEEP BOWL INSET MIXER | NO | 310.86 | 775745
JW Rates | Plumbing - 195 | 630301 | SINK UNIT:REMOVE SINK TOP AND RENEW 1M BASE TAPS | NO | 390.98 | 775746
JW Rates | Plumbing - 200 | 630303 | SINK UNIT:REMOVE SINK TOP RENEW 1.2M BASE TAPS | NO | 459.22 | 775747
JW Rates | Plumbing - 205 | 630305 | SINK UNIT:REMOVE SINK TOP RENEW 1.5M BASE TAPS | NO | 504.95 | 775748
JW Rates | Plumbing - 195 | 630311 | SINK UNIT:REMOVE SINK TOP AND RENEW 1M BASE MIXER | NO | 445.83 | 775749
JW Rates | Plumbing - 200 | 630313 | SINK UNIT:REMOVE SINK TOP RENEW 1.2M BASE MIXER | NO | 514.07 | 775750
JW Rates | Plumbing - 205 | 630315 | SINK UNIT:REMOVE SINK TOP RENEW 1.5M BASE MIXER | NO | 559.8 | 775751
JW Rates | Plumbing - 185 | 630501 | WC SUITE:RENEW LOW LEVEL WITH PLASTIC CISTERN | NO | 369.75 | 775752
JW Rates | Plumbing - 185 | 630503 | WC SUITE:RENEW LOW LEVEL WITH CHINA CISTERN | NO | 354.38 | 775753
JW Rates | Plumbing - 200 | 630505 | WC SUITE:RENEW HIGH LEVEL WITH PLASTIC CISTERN | NO | 389.99 | 775754
JW Rates | Plumbing - 200 | 630507 | WC SUITE:RENEW HIGH LEVEL WITH CHINA CISTERN | NO | 451.41 | 775755
JW Rates | Plumbing - 185 | 630509 | WC SUITE:RENEW CLOSE COUPLED | NO | 261.02 | 775756
JW Rates | Plumbing - 90 | 630511 | WC PAN:RENEW COMPLETE | NO | 190.44 | 775757
JW Rates | Plumbing - 15 | 630513 | WC PAN:RENEW SEAT COMPLETE | NO | 32.84 | 775758
JW Rates | Plumbing - 45 | 630514 | WC SUITE:REMOVE COMPLETE | NO | 54.32 | 775759
JW Rates | Plumbing - 70 | 630516 | WC PAN:OVERHAUL ANY TYPE | NO | 69.97 | 775760
JW Rates | Plumbing - 15 | 630518 | WC PAN:RENEW DEMENTIA FRIENDLY SEAT COMPLETE | NO | 63.93 | 775761
JW Rates | Plumbing - 15 | 630521 | WC PAN:RENEW FLUSH PIPE | NO | 17.53 | 775762
JW Rates | Plumbing - 50 | 630533 | WC CISTERN:RENEW LOW LEVEL PLASTIC | NO | 140.62 | 775763
JW Rates | Plumbing - 55 | 630535 | WC CISTERN:RENEW LOW LEVEL CHINA | NO | 129.17 | 775764
JW Rates | Plumbing - 70 | 630537 | WC CISTERN:RENEW HIGH LEVEL PLASTIC | NO | 156.36 | 775765
JW Rates | Plumbing - 75 | 630539 | WC CISTERN:RENEW HIGH LEVEL CHINA | NO | 221.72 | 775766
JW Rates | Plumbing - 65 | 630541 | WC CISTERN:RENEW HIGH WITH LOW PLASTIC | NO | 156.6 | 775767
JW Rates | Plumbing - 70 | 630543 | WC CISTERN:RENEW HIGH WITH LOW CHINA | NO | 145.15 | 775768
JW Rates | Plumbing - 45 | 630545 | WC CISTERN:REFIX INCLUDING RENEW BRACKET | NO | 42.86 | 775769
JW Rates | Plumbing - 75 | 630559 | WC CISTERN:RENEW OVERFLOW | NO | 75.65 | 775770
JW Rates | Plumbing - 30 | 630571 | WC CISTERN:OVERHAUL ANY TYPE | IT | 33.61 | 775771
JW Rates | Plumbing - 80 | 630573 | WC CISTERN/PAN:OVERHAUL ANY TYPE | IT | 80.83 | 775772
JW Rates | Plumbing - 210 | 630601 | MACERATOR:RENEW OR INSTALL 5M | IT | 703.5 | 775773
JW Rates | Plumbing - 240 | 630603 | MACERATOR:RENEW OR INSTALL 10M | IT | 738.69 | 775774
JW Rates | Plumbing - 60 | 630605 | MACERATOR:OVERHAUL ANY TYPE | IT | 53.18 | 775775
JW Rates | Plumbing - 140 | 630701 | BASIN:RENEW ON BRACKETS COMPLETE TAPS | NO | 247.01 | 775776
JW Rates | Plumbing - 160 | 630703 | BASIN:RENEW COMPLETE WITH PEDESTAL TAPS | NO | 304.86 | 775777
JW Rates | Plumbing - 60 | 630705 | BASIN:RENEW PEDESTAL ONLY | NO | 113.08 | 775778
JW Rates | Plumbing - 45 | 630707 | BASIN:DISCONNECT AND REMOVE | NO | 41.38 | 775779
JW Rates | Plumbing - 70 | 630713 | BASIN:REFIX WASH HAND BASIN | NO | 67.94 | 775780
JW Rates | Plumbing - 35 | 630714 | BASIN:OVERHAUL | IT | 28.86 | 775781
JW Rates | Plumbing - 5 | 630715 | BASIN:RENEW PLUG AND CHAIN | NO | 6.56 | 775782
JW Rates | Plumbing - 20 | 630717 | BASIN:RENEW CP WASTE FITTING | NO | 34.83 | 775783
JW Rates | Plumbing - 20 | 630718 | BASIN:RENEW CP SWIVEL WASTE FITTING | NO | 33.56 | 775784
JW Rates | Plumbing - 30 | 630719 | BASIN:RENEW CP POP-UP WASTE | NO | 45.62 | 775785
JW Rates | Plumbing - 30 | 630721 | BASIN:OVERHAUL CP POP-UP WASTE | NO | 32.54 | 775786
JW Rates | Plumbing - 130 | 630731 | BASIN:RENEW ON BRACKETS COMPLETE MIXERS | NO | 309.22 | 775787
JW Rates | Plumbing - 150 | 630733 | BASIN:RENEW COMPLETE WITH PEDESTAL MIXER | NO | 367.09 | 775788
JW Rates | Specialist Treatments - 100 | 630801 | WALL:REMOVE AND REFIX WASHBASIN IN ASSOCIATION | IT | 91.93 | 775789
JW Rates | Plumbing - 400 | 630901 | BATH:RENEW 1700MM STEEL WITH TAPS | NO | 631.96 | 775790
JW Rates | Plumbing - 370 | 630909 | BATH:RENEW 1700MM ACRYLIC WITH TAPS | NO | 588.8 | 775791
JW Rates | Plumbing - 130 | 630917 | BATH:REMOVE AND REFIX FOR OTHER SERVICE PROVIDER'S | NO | 133.1 | 775792
JW Rates | Plumbing - 5 | 630919 | BATH:RENEW PLUG AND CHAIN | NO | 7.3 | 775793
JW Rates | Plumbing - 40 | 630921 | BATH:RENEW 42MM CP WASTE | NO | 55.11 | 775794
JW Rates | Plumbing - 75 | 630923 | BATH:RENEW 42MM CP WASTE OVERFLOW | NO | 119.6 | 775795
JW Rates | Plumbing - 0 | 630925 | BATH:REGRIND AND REPOLISH NE 1800MM | NO | 129.51 | 775796
JW Rates | Plumbing - 0 | 630927 | BATH:TOUCH UP CHIP | IT | 53.03 | 775797
JW Rates | Plumbing - 0 | 630929 | BATH:RE-ENAMEL | IT | 113.47 | 775798
JW Rates | Plumbing - 30 | 630931 | BATH:RENEW 42MM CP POP-UP WASTE | NO | 51.61 | 775799
JW Rates | Plumbing - 45 | 630933 | BATH:RENEW 42MM CP POP-UP WASTE OVERFLOW | NO | 105.47 | 775800
JW Rates | Plumbing - 30 | 630935 | BATH:OVERHAUL CP POP-UP WASTE | NO | 28.08 | 775801
JW Rates | Plumbing - 385 | 630937 | BATH:RENEW 1700MM STEEL WITH SHOWER MIXER | NO | 667.22 | 775802
JW Rates | Plumbing - 355 | 630939 | BATH:RENEW 1700MM ACRYLIC WITH SHOWER MIXER | NO | 606.01 | 775803
JW Rates | Plumbing - 704 | 630941 | BATH:RENEW 1700MM STEEL SHOWER MIXER - WET AREA | NO | 934.9 | 775804
JW Rates | Plumbing - 673 | 630943 | BATH:RENEW 1700MM ACRYLIC SHOWER MIXER - WET AREA | NO | 872.91 | 775805
JW Rates | Plumbing - 60 | 630945 | BATH:OVERHAUL | IT | 55.42 | 775806
JW Rates | Plumbing - 60 | 630947 | BATH:DISCONNECT AND REMOVE | NO | 59.94 | 775807
JW Rates | Plumbing - 220 | 630949 | BATH:ROTATE EXISTING THROUGH 180 DEGREES | IT | 222.21 | 775808
JW Rates | Plumbing - 240 | 631101 | SHOWER TRAY:RENEW FIRECLAY COMPLETE | NO | 382.83 | 775809
JW Rates | Plumbing - 210 | 631103 | SHOWER TRAY:RENEW ACRYLIC COMPLETE | NO | 291.52 | 775810
JW Rates | Plumbing - 180 | 631104 | SHOWER:RENEW MECHANICAL TYPE | NO | 585.95 | 775811
JW Rates | Plumbing - 40 | 631105 | SHOWER:OVERHAUL MIXING VALVE | NO | 34.46 | 775812
JW Rates | Plumbing - 35 | 631107 | SHOWER:RENEW THERMOSTATIC MIXING VALVE | NO | 415.4 | 775813
JW Rates | Plumbing - 35 | 631108 | SHOWER:RENEW THERMOSTATIC LOW FLOW MIXING VALVE | NO | 492.67 | 775814
JW Rates | Plumbing - 35 | 631109 | SHOWER:RENEW NON-THERMOSTATIC MIX VALVE | NO | 190.9 | 775815
JW Rates | Plumbing - 35 | 631110 | SHOWER:RENEW NON-THERMOSTATIC MIX VALVE LOW FLOW | NO | 223.33 | 775816
JW Rates | Plumbing - 15 | 631111 | SHOWER:RENEW HOSE AND SPRAY | IT | 41.93 | 775817
JW Rates | Plumbing - 15 | 631113 | SHOWER:RENEW ARM AND SPRAY HEAD | IT | 41.81 | 775818
JW Rates | Plumbing - 15 | 631115 | SHOWER:RENEW SWIVEL PATTERN HEAD | IT | 27.58 | 775819
JW Rates | Plumbing - 15 | 631117 | SHOWER:RENEW ROSE SPRAY HEAD | IT | 26.08 | 775820
JW Rates | Plumbing - 45 | 631119 | SHOWER:RENEW SHOWER KIT | IT | 76.12 | 775821
JW Rates | Plumbing - 15 | 631121 | SHOWER:OVERHAUL SHOWER HEAD | NO | 12.1 | 775822
JW Rates | Plumbing - 20 | 631123 | SHOWER:RENEW RAILS AND CURTAINS | IT | 68.68 | 775823
JW Rates | Plumbing - 8 | 631125 | SHOWER:RENEW CURTAIN | IT | 31.71 | 775824
JW Rates | Plumbing - 30 | 631127 | SHOWER:RENEW SHOWER SLIDE BAR | IT | 47.09 | 775825
JW Rates | Plumbing - 20 | 631129 | SHOWER:RENEW RAILS | IT | 41.91 | 775826
JW Rates | Plumbing - 65 | 631131 | SHOWER:OVERHAUL MECHANICAL SHOWER COMPLETE | IT | 58.61 | 775827
JW Rates | Plumbing - 48 | 631133 | SHOWER:OVERHAUL MECHANICAL SHOWER CARTTRIDGE | IT | 45.23 | 775828
JW Rates | Plumbing - 200 | 631135 | SHOWER:INSTALL OR RENEW PUMPED WASTE PREPARATION | NO | 354.54 | 775829
JW Rates | Plumbing - 45 | 631137 | SHOWER:INSTALL OR RENEW AUTOMATIC PUMP KIT | NO | 394.4 | 775830
JW Rates | Plumbing - 60 | 631138 | SHOWER PUMP:OVERHAUL ANY TYPE | NO | 71.28 | 775831
JW Rates | Plumbing - 40 | 631139 | SHOWER:INSTALL OR RENEW SURGE DAMPER | NO | 64.24 | 775832
JW Rates | Plumbing - 210 | 631141 | SHOWER:INSTALL LEVEL ACCESS SHOWER TRAY | NO | 675.82 | 775833
JW Rates | Plumbing - 130 | 631143 | SHOWER TRAY:REMOVE AND REFIX | IT | 133.1 | 775834
JW Rates | Plumbing - 50 | 631301 | TAP:RENEW PAIR BASIN PILLAR TAPS | IT | 62.27 | 775835
JW Rates | Plumbing - 50 | 631303 | TAP:RENEW PAIR BASIN TAPS-CERAMIC DISC | IT | 79.14 | 775836
JW Rates | Plumbing - 75 | 631309 | TAP:RENEW PAIR BATH PILLAR TAPS | IT | 143.56 | 775837
JW Rates | Plumbing - 75 | 631311 | TAP:RENEW PAIR BATH TAPS-CERAMIC DISC | IT | 131.06 | 775838
JW Rates | Plumbing - 70 | 631313 | TAP:RENEW PAIR HIGHNECK SINK PILLAR TAPS | IT | 85.8 | 775839
JW Rates | Plumbing - 70 | 631315 | TAP:RENEW PAIR HIGH NECK SINK TAPS-CERAMIC DISC | IT | 94.9 | 775840
JW Rates | Plumbing - 45 | 631319 | TAP:RENEW BRASS BIB TAP | NO | 51.97 | 775841
JW Rates | Plumbing - 20 | 631321 | TAP:OVERHAUL ANY TYPE OF TAP | NO | 16.48 | 775842
JW Rates | Plumbing - 50 | 631327 | TAP:RENEW PAIR BASIN TAPS-CERAMIC DISC LEVERS | IT | 85.37 | 775843
JW Rates | Plumbing - 75 | 631329 | TAP:RENEW PAIR BATH TAPS-CERAMIC DISC LEVERS | IT | 131.06 | 775844
JW Rates | Plumbing - 70 | 631331 | TAP:RENEW PAIR HIGH NECK SINK-CERAMIC DISC LEVERS | IT | 103.97 | 775845
JW Rates | Plumbing - 55 | 631335 | TAP:RENEW BATH MIXER | IT | 99.4 | 775846
JW Rates | Plumbing - 60 | 631337 | TAP:RENEW BATH MIXER WITH SHOWER ATTACHMENT | IT | 124.87 | 775847
JW Rates | Plumbing - 45 | 631339 | TAP:RENEW SINK MIXER | IT | 120.97 | 775848
JW Rates | Plumbing - 75 | 631341 | TAP:INSTALL EXTERNAL BRASS BIB TAP | NO | 79.93 | 775849
JW Rates | Plumbing - 60 | 631353 | TAP:RENEW BASIN MIXER | IT | 132.79 | 775850
JW Rates | Plumbing - 65 | 631355 | TAP:OVERHAUL ANY TYPE OF MIXER | IT | 51.6 | 775851
JW Rates | Plumbing - 30 | 631361 | TAPS:CONVERT BASIN TO LEVERS - PAIR | IT | 38.94 | 775852
JW Rates | Plumbing - 30 | 631363 | TAPS:CONVERT SINK TO LEVERS - PAIR | IT | 38.94 | 775853
JW Rates | Plumbing - 30 | 631365 | TAPS:CONVERT BATH TO LEVERS - PAIR | IT | 40.2 | 775854
JW Rates | Plumbing - 70 | 631371 | TAPS:RENEW KITCHEN SINK PAIR LOW FLOW 3-4 L/S | NO | 102.8 | 775855
JW Rates | Plumbing - 50 | 631373 | TAPS:RENEW WASH BASIN PAIR LOW FLOW 2-3 L/S | NO | 87.05 | 775856
JW Rates | Plumbing - 90 | 631375 | TAPS:INSTALL MONOBLOC SINK LEVERS | IT | 149.86 | 775857
JW Rates | Plumbing - 40 | 631401 | MIXER:RENEW THERMOSTATIC TO BATH | IT | 342.06 | 775858
JW Rates | Plumbing - 40 | 631403 | MIXER:RENEW THERMOSTATIC TO BATH SHOWER ATTACHMENT | IT | 419.34 | 775859
JW Rates | Plumbing - 40 | 631405 | MIXER:RENEW THERMOSTATIC TO SINK | IT | 419.34 | 775860
JW Rates | Plumbing - 40 | 631407 | MIXER:RENEW THERMOSTATIC TO BASIN | IT | 419.34 | 775861
JW Rates | Plumbing - 75 | 631409 | MIXER:OVERHAUL ANY TYPE OF THERMOSTATIC | IT | 60.52 | 775862
JW Rates | Plumbing - 15 | 631501 | SEALANT:RENEW TO SIDES AND ENDS OF BATH | IT | 10.94 | 775863
JW Rates | Plumbing - 15 | 631503 | SEALANT:RENEW TO SHOWER TRAY | IT | 10.38 | 775864
JW Rates | Plumbing - 5 | 631505 | SEALANT:RENEW TO BASIN OR SINK | IT | 3.65 | 775865
JW Rates | Plumbing - 5 | 631507 | SEALANT:APPLY TO WORKTOP AND WALL | LM | 3.65 | 775866
JW Rates | Plumbing - 25 | 631515 | SEALANT:PVC TRIM TO BATH | IT | 19.05 | 775867
JW Rates | Plumbing - 15 | 631701 | WORKTOP:FIT ALUMINIUM JOINT UPSTAND STRIP | LM | 13.12 | 775868
JW Rates | Plumbing - 10 | 631703 | WORKTOP:FIT PVC JOINT UPSTAND STRIP | LM | 14.27 | 775869
JW Rates | Plumbing - 10 | 631705 | TRIM:FIT CHROME COVER FILLETS | LM | 13.15 | 775870
JW Rates | Plumbing - 90 | 631901 | WASHING MACHINE:FORM NEW WASTE OUTLET | IT | 83.25 | 775871
JW Rates | Plumbing - 120 | 631903 | WASHING MACHINE:SUPPLY VALVES OR STOP TAPS | IT | 109.6 | 775872
JW Rates | Plumbing - 30 | 631905 | WASHING MACHINE:RENEW INDIVIDUAL VALVE | NO | 25.94 | 775873
JW Rates | Plumbing - 60 | 631907 | WASHING MACHINE:RENEW PAIR STOP TAPS | IT | 51.87 | 775874
JW Rates | Plumbing - 31 | 635001 | PIPE:RENEW OR INSTALL 15MM COPPER | LM | 26.69 | 775875
JW Rates | Plumbing - 35 | 635003 | PIPE:RENEW OR INSTALL 22MM COPPER | LM | 32 | 775876
JW Rates | Plumbing - 40 | 635005 | PIPE:RENEW OR INSTALL 28MM COPPER | LM | 37.42 | 775877
JW Rates | Plumbing - 5 | 635013 | PIPE:RENEW PLASTIC CLIP TO COPPER PIPE | NO | 7.09 | 775878
JW Rates | Plumbing - 8 | 635015 | PIPE:RENEW OR PROVIDE BLANK CAP | NO | 7.43 | 775879
JW Rates | Plumbing - 10 | 635017 | PIPE:REMOVE REDUNDANT | LM | 7.87 | 775880
JW Rates | Plumbing - 31 | 635019 | PIPE:RENEW OR INSTALL 15MM CHROMIUM PLATED | LM | 30.21 | 775881
JW Rates | Plumbing - 45 | 635021 | PIPE:REMOVE LEAD AND REPLACE WITH COPPER | LM | 43.77 | 775882
JW Rates | Plumbing - 13 | 635301 | TEE:INSTALL 15MM TO EXISTING COPPER PIPEWORK | NO | 12.35 | 775883
JW Rates | Plumbing - 14 | 635303 | TEE:INSTALL 22MM TO EXISTING COPPER PIPEWORK | NO | 15.06 | 775884
JW Rates | Plumbing - 17 | 635305 | TEE:INSTALL 28MM TO EXISTING COPPER PIPEWORK | NO | 22.92 | 775885
JW Rates | Plumbing - 40 | 640001 | BURST:REPAIR BURST PIPE NE 28MM | NO | 63.68 | 775886
JW Rates | Plumbing - 20 | 640003 | BURST:REPAIR LEAKING FITTING NE 28MM | NO | 53.61 | 775887
JW Rates | Plumbing - 60 | 640005 | BURST:REPAIR TO LEAD PIPE | NO | 87.37 | 775888
JW Rates | Energy Efficiency Appliances and Components - Subcontract | 640101 | GREY WATER:ANNUAL INSPECTION 1 WC SYSTEM | IT | 123.55 | 775889
JW Rates | Energy Efficiency Appliances and Components - Subcontract | 640103 | GREY WATER:ANNUAL INSPECTION 2 WC SYSTEM | IT | 154.79 | 775890
JW Rates | Energy Efficiency Appliances and Components - Subcontract | 640201 | GREY WATER:PERIODIC INSPECTION | IT | 95.26 | 775891
JW Rates | Energy Efficiency Appliances and Components - Subcontract | 640301 | RAINWATER:ANNUAL INSPECTION 1 WC SYSTEM | IT | 114.11 | 775892
JW Rates | Energy Efficiency Appliances and Components - Subcontract | 640303 | RAINWATER:ANNUAL INSPECTION 2 WC SYSTEM | IT | 145.38 | 775893
JW Rates | Energy Efficiency Appliances and Components - Subcontract | 640401 | RAINWATER:PERIODIC INSPECTION | IT | 85.85 | 775894
JW Rates | Energy Efficiency Appliances and Components - Subcontract | 640501 | RAINWATER:RENEW OR INSTALL NE250 LITRE WATER BUTT | IT | 105.39 | 775895
JW Rates | Energy Efficiency Appliances and Components - Subcontract | 640503 | RAINWATER:RENEW OR INSTALL NE500 LITRE WATER BUTT | IT | 173.31 | 775896
JW Rates | Energy Efficiency Appliances and Components - Subcontract | 640505 | RAINWATER:RENEW OR INSTALL 20M HOSE | IT | 56.22 | 775897
JW Rates | Specialist Treatments - 90 | 640601 | WALL:REMOVE AND REFIX WC SUITE IN ASSOCIATION | IT | 97.92 | 775898
JW Rates | Plumbing - 2 | 645007 | INSULATION:REMOVE EXISTING FROM PIPE | LM | 1.58 | 775899
JW Rates | Plumbing - 6 | 645101 | INSULATION:RENEW UPTO 22MM PIPE | LM | 6.4 | 775900
JW Rates | Plumbing - 6 | 645103 | INSULATION:RENEW TO 28MM PIPE | LM | 6.61 | 775901
JW Rates | Plumbing - 45 | 650001 | STOPCOCK:RENEW 15MM DIAMETER | NO | 50.74 | 775902
JW Rates | Plumbing - 45 | 650003 | STOPCOCK:RENEW 20MM DIAMETER | NO | 59.79 | 775903
JW Rates | Plumbing - 45 | 650005 | STOPCOCK:RENEW 22MM DIAMETER | NO | 63.59 | 775904
JW Rates | Plumbing - 45 | 650007 | STOPCOCK:RENEW 25MM DIAMETER | NO | 76.88 | 775905
JW Rates | Plumbing - 45 | 650009 | STOPCOCK:RENEW 28MM DIAMETER | NO | 90.16 | 775906
JW Rates | Plumbing - 40 | 650013 | STOPCOCK:OVERHAUL ANY SIZE AND TYPE | NO | 32.97 | 775907
JW Rates | Plumbing - 45 | 655001 | GATEVALVE:RENEW 15MM DIAMETER | NO | 46.93 | 775908
JW Rates | Plumbing - 45 | 655003 | GATEVALVE:RENEW 22MM DIAMETER | NO | 49.17 | 775909
JW Rates | Plumbing - 45 | 655005 | GATEVALVE:RENEW 28MM DIAMETER | NO | 54.19 | 775910
JW Rates | Plumbing - 40 | 655009 | GATEVALVE:OVERHAUL ANY SIZE AND TYPE | NO | 32.97 | 775911
JW Rates | Plumbing - 45 | 655101 | CHECK VALVE:RENEW OR INSTALL 15MM DIAMETER | NO | 39.81 | 775912
JW Rates | Plumbing - 45 | 656001 | SERVICE VALVE:RENEW OR INSTALL 15MM | NO | 39.81 | 775913
JW Rates | Plumbing - 45 | 656003 | SERVICE VALVE:RENEW OR INSTALL 22MM | NO | 40.75 | 775914
JW Rates | Plumbing - 40 | 656005 | SERVICE VALVE:OVERHAUL ANY SIZE OR TYPE | NO | 32.97 | 775915
JW Rates | Plumbing - 45 | 657001 | BALLOFIX VALVE:RENEW OR INSTALL 15MM | NO | 41.84 | 775916
JW Rates | Plumbing - 45 | 657003 | BALLOFIX VALVE:RENEW OR INSTALL 22MM | NO | 47.15 | 775917
JW Rates | Plumbing - 60 | 657005 | BALLOFIX VALVE:RENEW OR INSTALL 28MM | NO | 63.94 | 775918
JW Rates | Plumbing - 68 | 658001 | THERMOSTATIC MIXING VALVE:RENEW OR INSTALL 15MM | NO | 104.14 | 775919
JW Rates | Plumbing - 68 | 658003 | THERMOSTATIC MIXING VALVE:RENEW OR INSTALL 22MM | NO | 107.21 | 775920
JW Rates | Plumbing - 27 | 658011 | THERMOSTATIC MIXING VALVE:ANNUAL SERVICE | NO | 21.25 | 775921
JW Rates | Plumbing - 15 | 660001 | DRAINCOCK:RENEW NE 15MM DRAIN COCK | NO | 15.56 | 775922
JW Rates | Plumbing - 18 | 660003 | DRAINCOCK:RENEW NE 22MM DRAINCOCK | NO | 20.26 | 775923
JW Rates | Plumbing - 60 | 660101 | SURESTOP:INSTALL 15MM TO RISING MAIN | IT | 76.92 | 775924
JW Rates | Plumbing - 65 | 660103 | SURESTOP:INSTALL 22MM TO RISING MAIN | IT | 90.32 | 775925
JW Rates | Plumbing - 55 | 660105 | SURESTOP:INSTALL 15MM TO HOT OR COLD PIPE | IT | 72.98 | 775926
JW Rates | Plumbing - 60 | 660107 | SURESTOP:INSTALL 22MM TO HOT OR COLD PIPE | IT | 86.38 | 775927
JW Rates | Plumbing - Subcontract | 665001 | TANK:RENEW WITH NE 113LTR PLASTIC | IT | 264.15 | 775928
JW Rates | Plumbing - Subcontract | 665003 | TANK:RENEW WITH NE 227LTR PLASTIC | IT | 302.56 | 775929
JW Rates | Plumbing - Subcontract | 665005 | TANK:RENEW 15MM BALLVALVE | NO | 40.6 | 775930
JW Rates | Plumbing - Subcontract | 665007 | TANK:RENEW 22MM BALLVALVE | NO | 45.47 | 775931
JW Rates | Plumbing - Subcontract | 665009 | TANK:RENEW 28MM BALLVALVE | IT | 59.72 | 775932
JW Rates | Plumbing - Subcontract | 665011 | TANK:REPAIR LEAK TO TANK OR FITTING | NO | 33.51 | 775933
JW Rates | Plumbing - Subcontract | 665015 | TANK:DRAIN CLEAN OUT AND REFILL CWST TANK | NO | 31.48 | 775934
JW Rates | Plumbing - Subcontract | 665017 | TANK:REPAIR BALLVALVE AND FLOAT | NO | 21.7 | 775935
JW Rates | Plumbing - Subcontract | 665019 | TANK:RENEW 19MM OVERFLOW | IT | 86.46 | 775936
JW Rates | Plumbing - Subcontract | 665021 | TANK:RENEW LID TO NE 18 LITRE FEED AND EXPANSION | IT | 18.09 | 775937
JW Rates | Plumbing - Subcontract | 665023 | TANK:RENEW LID TO NE 113 LITRE CWST TANK | IT | 22.34 | 775938
JW Rates | Plumbing - Subcontract | 665025 | TANK:RENEW LID TO 227 LITRE CWST TANK | IT | 27.49 | 775939
JW Rates | Plumbing - Subcontract | 665027 | TANK:INSPECTION FOR COMPLIANCE | IT | 15.74 | 775940
JW Rates | Plumbing - Subcontract | 665029 | TANK:OVERHAUL | IT | 41.38 | 775941
JW Rates | Plumbing - Subcontract | 665031 | TANK:RENEW BYELAW 30 KIT | IT | 47.83 | 775942
JW Rates | Plumbing - Subcontract | 670001 | TANK:RENEW INSULATION TO NE 113 LITRE | NO | 28.67 | 775943
JW Rates | Plumbing - Subcontract | 670003 | TANK:RENEW INSULATION TO NE 227 LITRE | NO | 32.77 | 775944
JW Rates | Plumbing - Subcontract | 670005 | TANK:REMOVE, SET ASIDE, REFIX INSULATION | NO | 13.3 | 775945
JW Rates | Plumbing - Subcontract | 675001 | CYLINDER:RENEW DIRECT INSULATED NEW HEATER | NO | 381.97 | 775946
JW Rates | Plumbing - Subcontract | 675003 | CYLINDER:RENEW DIRECT INSULATED REFIX HEATER | NO | 341.08 | 775947
JW Rates | Plumbing - Subcontract | 675005 | CYLINDER:RENEW INDIRECT INSULATED NEW HEATER | NO | 385.67 | 775948
JW Rates | Plumbing - Subcontract | 675007 | CYLINDER:RENEW INDIRECT INSULATED REFIX HEATER | NO | 344.81 | 775949
JW Rates | Plumbing - Subcontract | 675009 | CYLINDER:RENEW DIRECT JACKET NEW HEATER | NO | 388.01 | 775950
JW Rates | Plumbing - Subcontract | 675011 | CYLINDER:RENEW DIRECT JACKET REFIX HEATER | NO | 347.13 | 775951
JW Rates | Plumbing - Subcontract | 675013 | CYLINDER:RENEW INDIRECT JACKET NEW HEATER | NO | 391.74 | 775952
JW Rates | Plumbing - Subcontract | 675015 | CYLINDER:RENEW INDIRECT JACKET REFIX HEATER | NO | 350.86 | 775953
JW Rates | Plumbing - Subcontract | 675017 | CYLINDER:RENEW PRIMATIC JACKET NEW HEATER | NO | 614.74 | 775954
JW Rates | Plumbing - Subcontract | 675019 | CYLINDER:RENEW PRIMATIC JACKET REFIX HEATER | NO | 573.87 | 775955
JW Rates | Plumbing - Subcontract | 675021 | CYLINDER:RENEW FORTIC DIRECT NEW HEATER | NO | 691.98 | 775956
JW Rates | Plumbing - Subcontract | 675023 | CYLINDER:RENEW FORTIC DIRECT REFIX HEATER | NO | 648.12 | 775957
JW Rates | Plumbing - Subcontract | 675025 | CYLINDER:RENEW FORTIC INDIRECT NEW HEATER | NO | 697.69 | 775958
JW Rates | Plumbing - Subcontract | 675027 | CYLINDER:RENEW FORTIC INDIRECT REFIX HEATER | NO | 656.81 | 775959
JW Rates | Plumbing - Subcontract | 675029 | CYLINDER:RENEW ECONOMY 7 NEW HEATERS | NO | 522.69 | 775960
JW Rates | Plumbing - Subcontract | 675031 | CYLINDER:RENEW ECONOMY 7 REFIX HEATERS | NO | 458.39 | 775961
JW Rates | Plumbing - Subcontract | 675033 | CYLINDER:RENEW ELSON TANK NEW HEATERS | NO | 1966.97 | 775962
JW Rates | Plumbing - Subcontract | 675035 | CYLINDER:RENEW ELSON TANK REFIX HEATERS | NO | 1905.64 | 775963
JW Rates | Plumbing - Subcontract | 675037 | CYLINDER:RENEW LEAKING FITTING | NO | 21.7 | 775964
JW Rates | Plumbing - Subcontract | 675039 | CYLINDER:REPAIR LEAK | NO | 54.94 | 775965
JW Rates | Plumbing - Subcontract | 675041 | CYLINDER:DRAIN DESCALE FLUSH OUT | NO | 84.65 | 775966
JW Rates | Plumbing - Subcontract | 675043 | CYLINDER:RENEW FLANGE | NO | 45.67 | 775967
JW Rates | Plumbing - Subcontract | 675045 | CYLINDER:SUPPLY PAIR ISOLATING VALVES | IT | 97.44 | 775968
JW Rates | Plumbing - Subcontract | 675047 | CYLINDER:SERVICE PRESSURISED CYLINDER | NO | 47.22 | 775969
JW Rates | Plumbing - Subcontract | 675048 | CYLINDER:SERVICE UNVENTED CYLINDER | NO | 97.42 | 775970
JW Rates | Plumbing - Subcontract | 675049 | CYLINDER:RENEW JACKET | NO | 21.32 | 775971
JW Rates | Plumbing - Subcontract | 675050 | COIL HEATER:RENEW TO MEGAFLOW | IT | 107.24 | 775972
JW Rates | Plumbing - Subcontract | 677001 | PLUMBUNIT:RENEW STD DIR 227LTR COLD NE 144LTR HOT | NO | 1419.08 | 775973
JW Rates | Plumbing - Subcontract | 677003 | PLUMBUNIT:RENEW STD DIR 227LTR COLD NE 210LTR HOT | NO | 1570.98 | 775974
JW Rates | Plumbing - Subcontract | 677011 | PLUMBUNIT:RENEW STD IND 227LTR COLD NE 140LTR HOT | NO | 1459.51 | 775975
JW Rates | Plumbing - Subcontract | 677013 | PLUMBUNIT:RENEW STD IND 227LTR COLD NE 162LTR HOT | NO | 1694.96 | 775976
JW Rates | Plumbing - Subcontract | 677021 | PLUMBUNIT:ADAPTATION FOR SHOWER BOOSTER PUMP | NO | 682.77 | 775977
JW Rates | Plumbing - Subcontract | 677023 | PLUMBUNIT:ADAPTATION FOR HEATING CONTROLS | NO | 344.05 | 775978
JW Rates | Plumbing - Subcontract | 677025 | PLUMBUNIT:ADAPTATION FOR SEALED HEATING SYSTEM | NO | 371.37 | 775979
JW Rates | Plumbing - Subcontract | 679001 | CYLINDER:RENEW UNVENTED ECO 710 PRE-INSUL 190 LTR | NO | 1106.65 | 775980
JW Rates | Plumbing - Subcontract | 679003 | CYLINDER:RENEW UNVENTED ECO 710 PRE-INSUL 210 LTR | NO | 1180.35 | 775981
JW Rates | Plumbing - Subcontract | 679005 | CYLINDER:RENEW UNVENTED ECO 710 PRE-INSUL 250 LTR | NO | 1289.06 | 775982
JW Rates | Plumbing - Subcontract | 679007 | CYLINDER:RENEW UNVENTED ECO 710 PRE-INSUL 300 LTR | NO | 1435.16 | 775983
JW Rates | Plumbing - Subcontract | 679009 | CYLINDER:RENEW UNVENTED INDIRECT PRE-INSUL 190 LTR | NO | 1258.22 | 775984
JW Rates | Plumbing - Subcontract | 679011 | CYLINDER:RENEW UNVENTED INDIRECT PRE-INSUL 210 LTR | NO | 1345.03 | 775985
JW Rates | Plumbing - Subcontract | 679013 | CYLINDER:RENEW UNVENTED INDIRECT PRE-INSUL 250 LTR | NO | 1488.78 | 775986
JW Rates | Plumbing - Subcontract | 679015 | CYLINDER:RENEW UNVENTED INDIRECT PRE-INSUL 300 LTR | NO | 1585.65 | 775987
JW Rates | Plumbing - Subcontract | 679101 | CYLINDER:RENEW VENTED DIRECT INSULATED 100 LTR | NO | 1324.24 | 775988
JW Rates | Plumbing - Subcontract | 679103 | CYLINDER:RENEW VENTED DIRECT INSULATED 125 LTR | NO | 1432.97 | 775989
JW Rates | Plumbing - Subcontract | 679105 | CYLINDER:RENEW VENTED DIRECT INSULATED 150 LTR | NO | 1579.06 | 775990
JW Rates | Plumbing - Subcontract | 679107 | CYLINDER:RENEW VENTED DIRECT INSULATED 175 LTR | NO | 1402.15 | 775991
JW Rates | Plumbing - Subcontract | 679109 | CYLINDER:RENEW VENTED DIRECT INSULATED 210 LTR | NO | 1488.94 | 775992
JW Rates | Plumbing - Subcontract | 679111 | CYLINDER:RENEW VENTED DIRECT INSULATED 250 LTR | NO | 1632.7 | 775993
JW Rates | Plumbing - Subcontract | 679201 | CYLINDER:RENEW UNVENTED DIRECT INSULATED 100 LTR | NO | 1182.53 | 775994
JW Rates | Plumbing - Subcontract | 679203 | CYLINDER:RENEW UNVENTED DIRECT INSULATED 125 LTR | NO | 1261.16 | 775995
JW Rates | Plumbing - Subcontract | 679205 | CYLINDER:RENEW UNVENTED DIRECT INSULATED 150 LTR | NO | 1470.26 | 775996
JW Rates | Plumbing - Subcontract | 679207 | CYLINDER:RENEW UNVENTED DIRECT PRE-INSUL 175 LTR | NO | 1579.28 | 775997
JW Rates | Plumbing - Subcontract | 679209 | CYLINDER:RENEW UNVENTED DIRECT PRE-INSUL 210 LTR | NO | 1677.57 | 775998
JW Rates | Plumbing - Subcontract | 679211 | CYLINDER:RENEW UNVENTED DIRECT PRE-INSUL 250 LTR | NO | 1875.94 | 775999
JW Rates | Plumbing - Subcontract | 680001 | SCALE REDUCER:SUPPLY MAGNETIC TYPE | IT | 65.66 | 776000
JW Rates | Plumbing - Subcontract | 680003 | SCALE REDUCER:SUPPLY ELECTROLYTIC TYPE | IT | 65.66 | 776001
JW Rates | Plumbing - Subcontract | 680005 | SCALE REDUCER:SUPPLY CHEMICAL TYPE | IT | 188.61 | 776002
JW Rates | Plumbing - Subcontract | 680007 | SCALE REDUCER:RECHARGE CHEMICAL TYPE | IT | 25.64 | 776003
JW Rates | Plumbing - Subcontract | 680009 | SCALE REDUCER:ELECTRO MAGNETIC NON INTRUSIVE TYPE | IT | 96.1 | 776004
JW Rates | Plumbing - Subcontract | 683001 | BACK SURGING/VENTING:2 NO STOREY BLOCK | IT | 335.98 | 776005
JW Rates | Plumbing - Subcontract | 683003 | BACK SURGING/VENTING:3-5 NO STOREY BLOCK | IT | 631.12 | 776006
JW Rates | Plumbing - Subcontract | 683005 | BACK SURGING/VENTING:6-11 NO STOREY BLOCK | IT | 926.26 | 776007
JW Rates | Plumbing - Subcontract | 683007 | BACK SURGING/VENTING:12+ NO STOREY BLOCK | IT | 1481.12 | 776008
JW Rates | Plumbing - Subcontract | 683011 | RECTIFY LEAK:AFFECTING 2 NO FLOORS OF BLOCK | IT | 339.08 | 776009
JW Rates | Plumbing - Subcontract | 683013 | RECTIFY LEAK:3-5 NO FLOORS OF BLOCK | IT | 652.2 | 776010
JW Rates | Plumbing - Subcontract | 683015 | RECTIFY LEAK:6-11 NO FLOORS OF BLOCK | IT | 965.32 | 776011
JW Rates | Plumbing - Subcontract | 683017 | RECTIFY LEAK:12+ NO FLOORS OF BLOCK | IT | 1561.77 | 776012
JW Rates | Plumbing - Subcontract | 683021 | BLOCK SHUTDOWN: 2 NO STOREY BLOCK | IT | 235.71 | 776013
JW Rates | Plumbing - Subcontract | 683023 | BLOCK SHUTDOWN:3-5 NO STOREY BLOCK | IT | 430.55 | 776014
JW Rates | Plumbing - Subcontract | 683025 | BLOCK SHUTDOWN:6-11 NO STOREY BLOCK | IT | 631.35 | 776015
JW Rates | Plumbing - Subcontract | 683027 | BLOCK SHUTDOWN:12+ NO STOREY BLOCK | IT | 926.6 | 776016
JW Rates | Plumbing - Subcontract | 685001 | WATER HAMMER:CLEAR AND REMEDY AIRLOCK | IT | 47.22 | 776017
JW Rates | Plumbing - 40 | 690001 | VOID:DRAIN DOWN HOT AND COLD WATER | IT | 31.48 | 776018
JW Rates | Plumbing - 90 | 690003 | VOID:REFILL HOT AND COLD WATER | IT | 70.84 | 776019
JW Rates | Plumbing - 45 | 690005 | VOID:SAFETY CHECK HOT AND COLD WATER | IT | 35.42 | 776020
JW Rates | Plumbing - 12 | 695001 | PANEL:REMOVE AND REFIX FOR CLIENT INSPECTIONS | NO | 8.15 | 776021
JW Rates | Plumbing - 13 | 696001 | TOILET ROLL HOLDER:RENEW CHROMIUM PLATED | NO | 20.36 | 776022
JW Rates | Plumbing - 13 | 696003 | TOILET ROLL HOLDER:RENEW PLASTIC | NO | 15.55 | 776023
JW Rates | Plumbing - 15 | 696005 | TOWEL RAIL:RENEW | NO | 32.85 | 776024
JW Rates | Plumbing - 15 | 696007 | TOWEL HOLDER:RENEW | NO | 46.06 | 776025
JW Rates | Plumbing - 13 | 696009 | SOAP DISH:RENEW | NO | 24.07 | 776026
JW Rates | Plumbing - 13 | 696011 | TOOTHBRUSH/TUMBLER HOLDER:RENEW | NO | 30.92 | 776027
JW Rates | Plumbing - 20 | 696013 | DRYER:RENEW INTERNAL TIDYDRY | NO | 40.13 | 776028
JW Rates | Plumbing - 20 | 696015 | DRYER:REFIX INTERNAL TIDYDRY | NO | 13.55 | 776029
JW Rates | Plumbing - 20 | 696017 | BATHROOM CABINET:RENEW | NO | 51.52 | 776030
JW Rates | Plumbing - 15 | 696021 | GLASS SHELF:RENEW | NO | 30.77 | 776031
JW Rates | Plumbing - 38 | 696022 | GLASS SHELF:RENEW INCLUDING BRACKETS | NO | 60 | 776032
JW Rates | Plumbing - 20 | 696023 | GLASS SHELF BRACKET:RENEW | NO | 19.87 | 776033
JW Rates | Plumbing - 17 | 696025 | BATHROOM:REFIX ANCILLARY | NO | 11.09 | 776034
JW Rates | Plumbing - 30 | 697001 | CLIENT INSPECTION:PLUMBING | IT | 23.61 | 776035
JW Rates | Plumbing - 20 | 698001 | FIRE EXTINGUISHER:RENEW 9LTR WATER | IT | 79.74 | 776036
JW Rates | Plumbing - 20 | 698003 | FIRE EXTINGUISHER:RENEW 9LTR FOAM | IT | 94.78 | 776037
JW Rates | Plumbing - 20 | 698005 | FIRE EXTINGUISHER:RENEW DRY POWDER 1KG | IT | 39.64 | 776038
JW Rates | Plumbing - 20 | 698007 | FIRE EXTINGUISHER:RENEW DRY POWDER 2KG | IT | 53.42 | 776039
JW Rates | Plumbing - 20 | 698009 | FIRE EXTINGUISHER:RENEW CARBON DIOXIDE | IT | 93.54 | 776040
JW Rates | Plumbing - 20 | 698011 | FIRE BLANKET:RENEW OR SUPPLY | IT | 19.35 | 776041
JW Rates | Heating, Gas Appliances and Installations - 60 | 701001 | RADIATOR VALVE:RENEW VALVE AND DRAIN DOWN | IT | 95.06 | 776042
JW Rates | Heating, Gas Appliances and Installations - 13 | 701003 | RADIATOR VALVE:RENEW WHILST SYSTEM DRAINED | IT | 19.86 | 776043
JW Rates | Heating, Gas Appliances and Installations - 60 | 701005 | RADIATOR VALVE:RENEW THERMOSTATIC AND DRAIN DOWN | IT | 112.08 | 776044
JW Rates | Heating, Gas Appliances and Installations - 12 | 701007 | RADIATOR VALVE:RENEW THERMOSTATIC SYSTEM DRAINED | IT | 36 | 776045
JW Rates | Heating, Gas Appliances and Installations - 60 | 701011 | RADIATOR VALVE:OVERHAUL ANY TYPE | NO | 91.03 | 776046
JW Rates | Heating, Gas Appliances and Installations - Subcontract | 702001 | PUMP:RENEW WHERE ISOLATING VALVES FITTED | NO | 179.76 | 776047
JW Rates | Heating, Gas Appliances and Installations - Subcontract | 702003 | PUMP:RENEW INCLUDING SUPPLY ISOLATING VALVES | NO | 275.67 | 776048
JW Rates | Heating, Gas Appliances and Installations - Subcontract | 702005 | PUMP:SUPPLY NEW INCLUDING ISOLATING VALVES | NO | 294.62 | 776049
JW Rates | Heating, Gas Appliances and Installations - Subcontract | 702007 | PUMP:SERVICE AND OVERHAUL | NO | 76.44 | 776050
JW Rates | Heating, Gas Appliances and Installations - Subcontract | 702009 | PUMP:RENEW SINGLE PUMP VALVE | NO | 79.59 | 776051
JW Rates | Heating, Gas Appliances and Installations - Subcontract | 702010 | PUMP:RENEW PAIR OF PUMP VALVES | NO | 124.97 | 776052
JW Rates | Heating, Gas Appliances and Installations - Subcontract | 702501 | MOTORISED VALVE:RENEW 22MM | NO | 123.22 | 776053
JW Rates | Heating, Gas Appliances and Installations - Subcontract | 702502 | MOTORISED VALVE:RENEW 28MM | NO | 192.07 | 776054
JW Rates | Heating, Gas Appliances and Installations - Subcontract | 702506 | MOTORISED VALVE:RENEW NE 28MM ACTIVATOR | NO | 85.88 | 776055
JW Rates | Heating, Gas Appliances and Installations - Subcontract | 702511 | ZONE VALVE:RENEW 22MM | NO | 185.02 | 776056
JW Rates | Heating, Gas Appliances and Installations - Subcontract | 702512 | ZONE VALVE:RENEW 28MM | NO | 237.75 | 776057
JW Rates | Heating, Gas Appliances and Installations - 50 | 703001 | RADIATOR:VENT RADIATORS | IT | 43.64 | 776058
JW Rates | Heating, Gas Appliances and Installations - 120 | 703003 | RADIATOR:DRAIN DOWN AND REFILL SYSTEM | IT | 138.91 | 776059
JW Rates | Heating, Gas Appliances and Installations - 30 | 703005 | RADIATOR:MAKE GOOD CONNECTION | NO | 60.66 | 776060
JW Rates | Heating, Gas Appliances and Installations - 75 | 703007 | RADIATOR:REMOVE AND REFIX VALVELESS | IT | 122.09 | 776061
JW Rates | Heating, Gas Appliances and Installations - 30 | 703009 | RADIATOR:REMOVE AND REFIX | IT | 60.82 | 776062
JW Rates | Heating, Gas Appliances and Installations - 120 | 703011 | RADIATOR:TEST AND BALANCE SYSTEM | IT | 105.61 | 776063
JW Rates | Heating, Gas Appliances and Installations - 25 | 703013 | RADIATOR:RENEW AND REFIX BRACKET | NO | 24.18 | 776064
JW Rates | Heating, Gas Appliances and Installations - 40 | 703015 | RADIATOR:CLEAN AND FLUSH OUT SINGLE | NO | 69.1 | 776065
JW Rates | Heating, Gas Appliances and Installations - 45 | 703017 | RADIATOR:RENEW SINGLE PANEL NE 600X600 | IT | 104.82 | 776066
JW Rates | Heating, Gas Appliances and Installations - 45 | 703019 | RADIATOR:RENEW SINGLE PANEL NE 1200X600 | IT | 127.62 | 776067
JW Rates | Heating, Gas Appliances and Installations - 75 | 703021 | RADIATOR:RENEW SINGLE PANEL NE 1800X600 | IT | 184.39 | 776068
JW Rates | Heating, Gas Appliances and Installations - 85 | 703023 | RADIATOR:RENEW SINGLE PANEL OVER 1800X600 | IT | 238.68 | 776069
JW Rates | Heating, Gas Appliances and Installations - 45 | 703025 | RADIATOR:RENEW SINGLE CONVECTOR NE 600X600 | IT | 114 | 776070
JW Rates | Heating, Gas Appliances and Installations - 45 | 703027 | RADIATOR:RENEW SINGLE CONVECTOR NE 1200X600 | IT | 151.04 | 776071
JW Rates | Heating, Gas Appliances and Installations - 75 | 703029 | RADIATOR:RENEW SINGLE CONVECTOR NE 1800X600 | IT | 223.29 | 776072
JW Rates | Heating, Gas Appliances and Installations - 85 | 703031 | RADIATOR:RENEW SINGLE CONVECTOR OVER 1800X600 | IT | 305.18 | 776073
JW Rates | Heating, Gas Appliances and Installations - 45 | 703033 | RADIATOR:RENEW DOUBLE CONVECTOR NE 600X600 | IT | 142.86 | 776074
JW Rates | Heating, Gas Appliances and Installations - 45 | 703035 | RADIATOR:RENEW DOUBLE CONVECTOR NE 1200X600 | IT | 203.23 | 776075
JW Rates | Heating, Gas Appliances and Installations - 75 | 703037 | RADIATOR:RENEW DOUBLE CONVECTOR NE 1800X600 | IT | 288.88 | 776076
JW Rates | Heating, Gas Appliances and Installations - 85 | 703039 | RADIATOR:RENEW DOUBLE CONVECTOR OVER 1800X600 | IT | 437.17 | 776077
JW Rates | Heating, Gas Appliances and Installations - 45 | 703201 | TOWEL RAIL:RENEW HEATED | IT | 267.1 | 776078
JW Rates | Heating, Gas Appliances and Installations - Subcontract | 704001 | AIRLOCKS:CLEAR AIRLOCKS | IT | 78.54 | 776079
JW Rates | Heating, Gas Appliances and Installations - Subcontract | 704005 | REPRIME:REPRIME PRESSURISED SYSTEM COMPLETE | IT | 30.54 | 776080
JW Rates | Plumbing - Subcontract | 705001 | TANK:RENEW 18 LITRE FEED AND EXPANSION | NO | 250.63 | 776081
JW Rates | Plumbing - Subcontract | 705003 | TANK:DRAIN CLEAN OUT REFILL FEED AND EXPANSION | NO | 69.61 | 776082
JW Rates | Plumbing - Subcontract | 706001 | TANK:RENEW INSULATION TO FEED AND EXPANSION | NO | 19.77 | 776083
JW Rates | Heating, Gas Appliances and Installations - Subcontract | 707001 | BACKBOILER:RENEW MILD STEEL COMPLETE | IT | 471.6 | 776084
JW Rates | Heating, Gas Appliances and Installations - Subcontract | 707003 | BACKBOILER:DESCALE AND OVERHAUL | NO | 29.16 | 776085
JW Rates | Heating, Gas Appliances and Installations - Subcontract | 707005 | BACKBOILER:RESET THERMOSTAT | IT | 17.45 | 776086
JW Rates | Heating, Gas Appliances and Installations - Subcontract | 707007 | BACKBOILER:RENEW THERMOSTAT | IT | 65.03 | 776087
JW Rates | Brickwork - Subcontract | 708001 | FIRE:RENEW ALL NIGHT BURNER | NO | 197.71 | 776088
JW Rates | Heating, Gas Appliances and Installations - Subcontract | 709001 | FLUE:INSTALL FLEXIBLE LINER COMPLETE | IT | 563.21 | 776089
JW Rates | Heating, Gas Appliances and Installations - Subcontract | 709003 | FLUE:REMOVE FLUE LINER | IT | 114.13 | 776090
JW Rates | Heating, Gas Appliances and Installations - Subcontract | 709007 | FLUE:RENEW VE CAST IRON PIPE BEND | IT | 109.09 | 776091
JW Rates | Heating, Gas Appliances and Installations - Subcontract | 709009 | FLUE:RENEW 125MM STAINLESS STEEL PIPE | IT | 264.98 | 776092
JW Rates | Heating, Gas Appliances and Installations - Subcontract | 709011 | FLUE:RENEW STAINLESS STEEL ELBOW | IT | 225.55 | 776093
JW Rates | Heating, Gas Appliances and Installations - Subcontract | 709013 | FLUE:RENEW METAL SOFFIT PLATE | IT | 43.05 | 776094
JW Rates | Heating, Gas Appliances and Installations - Subcontract | 709015 | FLUE:RENEW ALUMINIUM SOOT DOOR | IT | 84.67 | 776095
JW Rates | Heating, Gas Appliances and Installations - Subcontract | 709017 | FLUE:FIX NEW ALUMINIUM SOOT DOOR | IT | 109.37 | 776096
JW Rates | Heating, Gas Appliances and Installations - Subcontract | 710001 | BOILER:RENEW THERMOSTAT | IT | 91.37 | 776097
JW Rates | Heating, Gas Appliances and Installations - Subcontract | 710003 | BOILER:RENEW ROOM THERMOSTAT | IT | 76.12 | 776098
JW Rates | Heating, Gas Appliances and Installations - Subcontract | 710005 | BOILER:RENEW PROGRAMMER | IT | 123.16 | 776099
JW Rates | Heating, Gas Appliances and Installations - Subcontract | 710007 | BOILER:RENEW CENTRAL HEATING TIME CLOCK | IT | 111.45 | 776100
JW Rates | Heating, Gas Appliances and Installations - Subcontract | 710009 | BOILER:REMEDY FAULT TO CONTROLS | IT | 36.39 | 776101
JW Rates | Heating, Gas Appliances and Installations - Subcontract | 710011 | BOILER:RENEW ROOM THERMOSTAT - WIRELESS | IT | 71.13 | 776102
JW Rates | Heating, Gas Appliances and Installations - Subcontract | 710013 | BOILER:RENEW PROGRAMMER - WIRELESS | IT | 158.1 | 776103
JW Rates | Heating, Gas Appliances and Installations - Subcontract | 711001 | BOILER:RENEW FREESTANDING MULTI-FUEL | IT | 883.5 | 776104
JW Rates | Heating, Gas Appliances and Installations - Subcontract | 711003 | BOILER:RENEW INSET MULTI-FUEL | IT | 887.57 | 776105
JW Rates | Heating, Gas Appliances and Installations - Subcontract | 712013 | BOILER:RENEW WITH PARKRAY 99-FREESTANDING | IT | 2792.08 | 776106
JW Rates | Heating, Gas Appliances and Installations - Subcontract | 712015 | BOILER:RENEW WITH PARKRAY 99-INSET | IT | 2874.73 | 776107
JW Rates | Heating, Gas Appliances and Installations - Subcontract | 712017 | BOILER:RENEW WITH PARKRAY 111-FREESTANDING | IT | 3201.25 | 776108
JW Rates | Heating, Gas Appliances and Installations - Subcontract | 712019 | BOILER:RENEW WITH PARKRAY 111-INSET | IT | 3632.45 | 776109
JW Rates | Heating, Gas Appliances and Installations - Subcontract | 713001 | VOID:DRAIN DOWN CENTRAL HEATING | IT | 21.82 | 776110
JW Rates | Heating, Gas Appliances and Installations - Subcontract | 713003 | VOID:REFILL CENTRAL HEATING | IT | 112.73 | 776111
JW Rates | Heating, Gas Appliances and Installations - Subcontract | 721001 | FIRE:REFIX LOOSE GAS FIRE | NO | 30.64 | 776112
JW Rates | Heating, Gas Appliances and Installations - Subcontract | 721003 | FIRE:RENEW GAS FIRE | IT | 633 | 776113
JW Rates | Heating, Gas Appliances and Installations - Subcontract | 721004 | FIRE:RENEW GAS FIRE WITH BACKBOILER | IT | 1507.06 | 776114
JW Rates | Heating, Gas Appliances and Installations - Subcontract | 721005 | FIRE:RENEW BALANCED FLUE GAS FIRE | IT | 1106.24 | 776115
JW Rates | Heating, Gas Appliances and Installations - Subcontract | 721007 | FIRE:SUPPLY AND FIX NEW GAS FIRE | IT | 676.62 | 776116
JW Rates | Heating, Gas Appliances and Installations - Subcontract | 721009 | FIRE:SUPPLY AND FIX NEW BALANCED FLUE GAS FIRE | IT | 1158.59 | 776117
JW Rates | Heating, Gas Appliances and Installations - Subcontract | 721011 | FIRE:RENEW RADIANTS TO GAS FIRE | IT | 62.34 | 776118
JW Rates | Heating, Gas Appliances and Installations - Subcontract | 722001 | WATER HEATER:RENEW INSTANTANEOUS TO SINK | IT | 399.29 | 776119
JW Rates | Heating, Gas Appliances and Installations - Subcontract | 722003 | WATER HEATER:RENEW GAS MULTIPOINT TYPE | IT | 697.91 | 776120
JW Rates | Heating, Gas Appliances and Installations - Subcontract | 722005 | WATER HEATER:SUPPLY GAS INSTANTANEOUS TO SINK | IT | 482.96 | 776121
JW Rates | Heating, Gas Appliances and Installations - Subcontract | 722007 | WATER HEATER:SUPPLY GAS MULTIPOINT TYPE | IT | 768.27 | 776122
JW Rates | Heating, Gas Appliances and Installations - Subcontract | 722101 | GAS COOKER:RESPONSE CALL-OUT | IT | 29.16 | 776123
JW Rates | Heating, Gas Appliances and Installations - Subcontract | 722103 | GAS COOKER:RESPONSE AND RECTIFY CALL-OUT | IT | 164.81 | 776124
JW Rates | Heating, Gas Appliances and Installations - Subcontract | 722105 | GAS COOKER:RESPONSE CALL-OUT REPAIR NO PARTS | IT | 42.35 | 776125
JW Rates | Heating, Gas Appliances and Installations - Subcontract | 722121 | GAS COOKER:RENEW FREESTANDING COMPLETE | NO | 567.2 | 776126
JW Rates | Heating, Gas Appliances and Installations - Subcontract | 722123 | GAS HOB UNIT:RENEW COMPLETE | NO | 397.62 | 776127
JW Rates | Heating, Gas Appliances and Installations - Subcontract | 722131 | GAS COOKER:RENEW GRILLE PAN | NO | 31.48 | 776128
JW Rates | Heating, Gas Appliances and Installations - Subcontract | 722132 | GAS COOKER:RENEW GRILLE PAN GRID | NO | 18.46 | 776129
JW Rates | Heating, Gas Appliances and Installations - Subcontract | 722133 | GAS COOKER:RENEW TOP PLATE | NO | 78.74 | 776130
JW Rates | Heating, Gas Appliances and Installations - Subcontract | 722134 | GAS COOKER:RENEW CAKE TRAY | NO | 24.64 | 776131
JW Rates | Heating, Gas Appliances and Installations - Subcontract | 722135 | GAS COOKER:RENEW BURNER | NO | 35.92 | 776132
JW Rates | Heating, Gas Appliances and Installations - Subcontract | 722136 | GAS COOKER:RENEW CONTROL KNOB | NO | 13.79 | 776133
JW Rates | Heating, Gas Appliances and Installations - Subcontract | 722137 | GAS COOKER:RENEW DOOR HANDLE | NO | 44.06 | 776134
JW Rates | Heating, Gas Appliances and Installations - Subcontract | 722138 | GAS COOKER:RENEW SELF CLEANING PANEL | NO | 47.59 | 776135
JW Rates | Heating, Gas Appliances and Installations - Subcontract | 722139 | GAS COOKER:RENEW LIGHTER | NO | 27.73 | 776136
JW Rates | Heating, Gas Appliances and Installations - Subcontract | 722141 | GAS COOKER:RENEW SUPPLY HOSE 500MM | NO | 39.67 | 776137
JW Rates | Heating, Gas Appliances and Installations - Subcontract | 722143 | GAS COOKER:RENEW SUPPLY HOSE 1000MM | NO | 42.42 | 776138
JW Rates | Heating, Gas Appliances and Installations - Subcontract | 723101 | BOILER:ADDITIONAL MAKING GOOD NEW BOILER LOCATION | IT | 171.96 | 776139
JW Rates | Heating, Gas Appliances and Installations - Subcontract | 723201 | BOILER:RENEW WITH COMBINATION BOILER - EXISTING | IT | 2132.19 | 776140
JW Rates | Heating, Gas Appliances and Installations - Subcontract | 723203 | BOILER:RENEW WITH COMBINATION AND PRESSURE VESSEL | IT | 2156.91 | 776141
JW Rates | Heating, Gas Appliances and Installations - Subcontract | 723205 | BOILER:RENEW WITH CONDENSING BOILER - EXISTING | IT | 2132.19 | 776142
JW Rates | Heating, Gas Appliances and Installations - Subcontract | 723301 | BOILER:RENEW WITH COMBINATION BOILER-NEW | IT | 2132.19 | 776143
JW Rates | Heating, Gas Appliances and Installations - Subcontract | 723303 | BOILER:RENEW COMBINATION AND PRESSURE VESSEL-NEW | IT | 2037.66 | 776144
JW Rates | Heating, Gas Appliances and Installations - Subcontract | 723305 | BOILER:RENEW WITH CONDENSING BOILER - NEW | IT | 2236.9 | 776145
JW Rates | Heating, Gas Appliances and Installations - Subcontract | 730001 | VOID:REMOVE ANY GAS APPLIANCE AND SEAL SUPPLY | IT | 45.23 | 776146
JW Rates | Heating, Gas Appliances and Installations - Subcontract | 730003 | VOID:BLANK OFF REDUNDANT POINT | IT | 17.56 | 776147
JW Rates | Heating, Gas Appliances and Installations - Subcontract | 730005 | VOID:TEST AND COMMISSION CENTRAL HEATING SYSTEM | IT | 52.36 | 776148
JW Rates | Heating, Gas Appliances and Installations - Subcontract | 730007 | VOID:CHECK AND TEST GAS INSTALLATION | IT | 34.9 | 776149
JW Rates | Heating, Gas Appliances and Installations - Subcontract | 730009 | VOID:SAFETY CHECK AND TEST GAS INSTALLATION | IT | 78.54 | 776150
JW Rates | Heating, Gas Appliances and Installations - Subcontract | 730011 | VOID:TEMPORARY CAP GAS SUPPLY | IT | 27.4 | 776151
JW Rates | Heating, Gas Appliances and Installations - Subcontract | 740001 | GAS COOKER:DISCONNECT BAYONET TYPE SEAL MAKE SAFE | NO | 16.07 | 776152
JW Rates | Heating, Gas Appliances and Installations - Subcontract | 740003 | GAS COOKER:DISCONNECT SEAL CAP MAKE SAFE | NO | 14.3 | 776153
JW Rates | Heating, Gas Appliances and Installations - Subcontract | 740005 | GAS COOKER:RECONNECT WITH BAYONET TEST | NO | 14.8 | 776154
JW Rates | Heating, Gas Appliances and Installations - Subcontract | 740007 | GAS COOKER:RECONNECT AND TEST | NO | 17.45 | 776155
JW Rates | Heating, Gas Appliances and Installations - Subcontract | 740043 | GAS COOKER:RENEW STABILITY CHAIN | NO | 15.28 | 776156
JW Rates | Heating, Gas Appliances and Installations - Subcontract | 740045 | GAS COOKER:SUPPLY OR RENEW SUPPLY BAYONET FITTING | NO | 22.53 | 776157
JW Rates | Heating, Gas Appliances and Installations - Subcontract | 740047 | GAS COOKER:SUPPLY OR RENEW BAYONET AND EXTEND PIPE | NO | 43.22 | 776158
JW Rates | Heating, Gas Appliances and Installations - Subcontract | 741001 | BOILER CUPBOARD:CONSTRUCT | IT | 462.93 | 776159
JW Rates | Heating, Gas Appliances and Installations - Subcontract | 741101 | GAS VENT:INSTALL PROPRIETARY VENT KIT | NO | 123.1 | 776160
JW Rates | Heating, Gas Appliances and Installations - Subcontract | 741103 | GAS FIRE:ADAPT FOR GAS | NO | 230.76 | 776161
JW Rates | Heating, Gas Appliances and Installations - Subcontract | 741105 | DRAUGHTPROOF:PROVIDE TO DOORS | LM | 4.55 | 776162
JW Rates | Heating, Gas Appliances and Installations - Subcontract | 741107 | DRAUGHTPROOF:PROVIDE TO WINDOWS | LM | 4.55 | 776163
JW Rates | Heating, Gas Appliances and Installations - TBC | 741109 | DUCT:RENEW PLYWOOD SIDED CASING NE 450MM | LM | 62.67 | 776164
JW Rates | Heating, Gas Appliances and Installations - TBC | 741111 | DUCT:RENEW PLYWOOD SIDED CASING - 300MM | LM | 38.35 | 776165
JW Rates | Heating, Gas Appliances and Installations - 8 | 741113 | PIPEWORK:PREPARE PRIME PAINT SMALL HEATING | LM | 7.06 | 776166
JW Rates | Heating, Gas Appliances and Installations - 210 | 760001 | RADIATOR:RELOCATE POSITION | IT | 221.05 | 776167
JW Rates | Heating, Gas Appliances and Installations - Subcontract | 760101 | POWER FLUSH:EXISTING HEATING SYSTEM | IT | 226.17 | 776168
JW Rates | Energy Efficiency Appliances and Components - Subcontract | 780101 | SOLID FUEL OR BIOMASS BOILER:ANNUAL SERVICE | IT | 231.76 | 776169
JW Rates | Energy Efficiency Appliances and Components - Subcontract | 780201 | SOLID FUEL OR BIOMASS BOILER:BREAKDOWN NO PARTS | IT | 145.79 | 776170
JW Rates | Energy Efficiency Appliances and Components - Subcontract | 780203 | SOLID FUEL OR BIOMASS BOILER:BREAKDOWN PARTS NE£10 | IT | 160.68 | 776171
JW Rates | Energy Efficiency Appliances and Components - Subcontract | 780205 | SOLID FUEL OR BIOMASS BOILER:BREAKDOWN PARTS NE£50 | IT | 220.25 | 776172
JW Rates | Energy Efficiency Appliances and Components - Subcontract | 780207 | SOLID FUEL/BIOMASS BOILER:BREAKDOWN PARTS NE£100 | IT | 294.72 | 776173
JW Rates | Energy Efficiency Appliances and Components - Subcontract | 780301 | UNDERFLOOR HEATING:INVESTIGATE AND REMEDY LEAKS | IT | 256.31 | 776174
JW Rates | Energy Efficiency Appliances and Components - Subcontract | 780401 | UNDERFLOOR HEATING:RENEW MANIFOLD 2 LOOP SYSTEM | IT | 370.82 | 776175
JW Rates | Energy Efficiency Appliances and Components - Subcontract | 780403 | UNDERFLOOR HEATING:RENEW MANIFOLD 3 LOOP SYSTEM | IT | 429.86 | 776176
JW Rates | Energy Efficiency Appliances and Components - Subcontract | 780405 | UNDERFLOOR HEATING:RENEW MANIFOLD 4 LOOP SYSTEM | IT | 488.63 | 776177
JW Rates | Energy Efficiency Appliances and Components - Subcontract | 800101 | PV SOLAR INSTALL ON ROOF:ANNUAL INSPECTION 3 PANEL | IT | 139.06 | 776178
JW Rates | Energy Efficiency Appliances and Components - Subcontract | 800103 | PV SOLAR INSTALL ON ROOF:ANNUAL INSPECT 8-12 PANEL | IT | 278.11 | 776179
JW Rates | Energy Efficiency Appliances and Components - Subcontract | 800105 | PV SOLAR INSTAL ON ROOF:ANNUAL INSPECT 14-18 PANEL | IT | 371.32 | 776180
JW Rates | Energy Efficiency Appliances and Components - Subcontract | 800201 | PV SOLAR INSTALL IN ROOF:ANNUAL INSPECT 3 PANEL | IT | 150.53 | 776181
JW Rates | Energy Efficiency Appliances and Components - Subcontract | 800203 | PV SOLAR INSTALL IN ROOF:ANNUAL INSPECT 8-12 PANEL | IT | 301.04 | 776182
JW Rates | Energy Efficiency Appliances and Components - Subcontract | 800205 | PV SOLAR INSTAL IN ROOF:ANNUAL INSPECT 14-18 PANEL | IT | 405.72 | 776183
JW Rates | Energy Efficiency Appliances and Components - Subcontract | 800301 | PV SOLAR INSTALLATION ON ROOF:OVERHAUL 3 PANEL | IT | 39.66 | 776184
JW Rates | Energy Efficiency Appliances and Components - Subcontract | 800303 | PV SOLAR INSTALLATION ON ROOF:OVERHAUL 8-12 PANEL | IT | 40.36 | 776185
JW Rates | Energy Efficiency Appliances and Components - Subcontract | 800305 | PV SOLAR INSTALLATION ON ROOF:OVERHAUL 14-18 PANEL | IT | 41.03 | 776186
JW Rates | Energy Efficiency Appliances and Components - Subcontract | 800401 | PV SOLAR INSTALLATION IN ROOF:OVERHAUL 3 PANEL | NO | 43.11 | 776187
JW Rates | Energy Efficiency Appliances and Components - Subcontract | 800403 | PV SOLAR INSTALLATION IN ROOF:OVERHAUL 8-12 PANEL | NO | 42.65 | 776188
JW Rates | Energy Efficiency Appliances and Components - Subcontract | 800405 | PV SOLAR INSTALLATION IN ROOF:OVERHAUL 14-18 PANEL | NO | 42.19 | 776189
JW Rates | Energy Efficiency Appliances and Components - Subcontract | 800501 | PV SOLAR PANEL:PERIODIC CLEANING | NO | 18.23 | 776190
JW Rates | Energy Efficiency Appliances and Components - Subcontract | 800601 | PV SOLAR INSTALLATION ON ROOF:RENEW PANEL | NO | 322.68 | 776191
JW Rates | Energy Efficiency Appliances and Components - Subcontract | 800701 | PV SOLAR INSTALLATION IN ROOF:RENEW PANEL | NO | 357.08 | 776192
JW Rates | Energy Efficiency Appliances and Components - Subcontract | 800801 | PV SOLAR PANEL:FIVE-YEAR INSPECTION | IT | 103.18 | 776193
JW Rates | Energy Efficiency Appliances and Components - Subcontract | 800901 | PV SOLAR PANEL:RENEW INVERTER | NO | 1370.95 | 776194
JW Rates | Energy Efficiency Appliances and Components - Subcontract | 800903 | PV SOLAR PANEL:RENEW IN LINE KWH METER | NO | 568.68 | 776195
JW Rates | Energy Efficiency Appliances and Components - Subcontract | 801101 | AIR SOURCE HEAT PUMPS:ANNUAL INSPECTION | IT | 113.66 | 776196
JW Rates | Energy Efficiency Appliances and Components - Subcontract | 801103 | AIR SOURCE HEAT PUMPS:QUARTERLY INSPECTION | IT | 84.5 | 776197
JW Rates | Energy Efficiency Appliances and Components - Subcontract | 801201 | AIR SOURCE HEAT PUMPS:CALLOUT - NO PARTS REQUIRED | IT | 78.54 | 776198
JW Rates | Energy Efficiency Appliances and Components - Subcontract | 801203 | AIR SOURCE HEAT PUMPS:CALLOUT-PARTS NE £10.00 | IT | 93.42 | 776199
JW Rates | Energy Efficiency Appliances and Components - Subcontract | 801205 | AIR SOURCE HEAT PUMPS:CALLOUT-PARTS NE £50.00 | IT | 153 | 776200
JW Rates | Energy Efficiency Appliances and Components - Subcontract | 801207 | AIR SOURCE HEAT PUMPS:CALLOUT-PARTS NE £150.00 | IT | 301.94 | 776201
JW Rates | Energy Efficiency Appliances and Components - Subcontract | 801301 | AIR SOURCE HEAT PUMPS:RENEW INVERTER | IT | 644.28 | 776202
JW Rates | Energy Efficiency Appliances and Components - Subcontract | 801401 | GROUND SOURCE HEAT PUMPS:CALLOUT-NO PARTS REQUIRED | IT | 78.54 | 776203
JW Rates | Energy Efficiency Appliances and Components - Subcontract | 801403 | GROUND SOURCE HEAT PUMPS:CALLOUT-PARTS NE £50.00 | IT | 153 | 776204
JW Rates | Energy Efficiency Appliances and Components - Subcontract | 801501 | GROUND SOURCE HEAT PUMPS:RENEW INVERTER | IT | 644.28 | 776205
JW Rates | Energy Efficiency Appliances and Components - Subcontract | 801701 | SOLAR HOT WATER PANELS ON ROOF:ANNUAL INSPECTION | IT | 61.3 | 776206
JW Rates | Energy Efficiency Appliances and Components - Subcontract | 801703 | SOLAR HOT WATER TUBES ON ROOF:INSPECTION 20 TUBES | IT | 64.27 | 776207
JW Rates | Energy Efficiency Appliances and Components - Subcontract | 801705 | SOLAR HOT WATER TUBES ON ROOF:INSPECTION 30 TUBES | IT | 74.49 | 776208
JW Rates | Energy Efficiency Appliances and Components - Subcontract | 801801 | SOLAR HOT WATER PANEL:OVERHAUL PANEL | IT | 53.84 | 776209
JW Rates | Energy Efficiency Appliances and Components - Subcontract | 801803 | SOLAR HOT WATER TUBES ON ROOF:OVERHAUL 20 TUBES | IT | 55.34 | 776210
JW Rates | Energy Efficiency Appliances and Components - Subcontract | 801805 | SOLAR HOT WATER TUBES ON ROOF:OVERHAUL 30 TUBES | IT | 65.55 | 776211
JW Rates | Energy Efficiency Appliances and Components - Subcontract | 801901 | SOLAR HOT WATER PANEL:PERIODIC CLEANING | IT | 29.16 | 776212
JW Rates | Energy Efficiency Appliances and Components - Subcontract | 801903 | SOLAR HOT WATER TUBES:PERIODIC CLEANING 20 TUBES | IT | 32.14 | 776213
JW Rates | Energy Efficiency Appliances and Components - Subcontract | 801905 | SOLAR HOT WATER TUBES:PERIODIC CLEANING | IT | 39.48 | 776214
JW Rates | Energy Efficiency Appliances and Components - Subcontract | 802001 | SOLAR HOT WATER HEATING:RENEW PUMP | IT | 491.68 | 776215
JW Rates | Energy Efficiency Appliances and Components - Subcontract | 802003 | SOLAR HOT WATER HEATING:RENEW CONTROLLER | IT | 313.57 | 776216
JW Rates | Energy Efficiency Appliances and Components - Subcontract | 802101 | CYLINDER:RENEW 190 LITRE INSULATED SOLAR TWIN COIL | NO | 786.59 | 776217
JW Rates | Energy Efficiency Appliances and Components - Subcontract | 802103 | CYLINDER:RENEW 210 LITRE INSULATED SOLAR TWIN COIL | NO | 817.86 | 776218
JW Rates | Energy Efficiency Appliances and Components - Subcontract | 802105 | CYLINDER:RENEW 250 LITRE INSULATED SOLAR TWIN COIL | NO | 907.36 | 776219
JW Rates | Energy Efficiency Appliances and Components - Subcontract | 802107 | CYLINDER:RENEW 300 LITRE INSULATED SOLAR TWIN COIL | NO | 1008.3 | 776220
JW Rates | Energy Efficiency Appliances and Components - Subcontract | 802201 | CYLINDER:RENEW INDIRECT 190 LITRE SOLAR TWIN COIL | NO | 893.7 | 776221
JW Rates | Energy Efficiency Appliances and Components - Subcontract | 802203 | CYLINDER:RENEW INDIRECT 210 LITRE SOLAR TWIN COIL | NO | 937.66 | 776222
JW Rates | Energy Efficiency Appliances and Components - Subcontract | 802205 | CYLINDER:RENEW INDIRECT 250 LITRE SOLAR TWIN COIL | NO | 1004.01 | 776223
JW Rates | Energy Efficiency Appliances and Components - Subcontract | 802207 | CYLINDER:RENEW INDIRECT 300 LITRE SOLAR TWIN COIL | NO | 1093.47 | 776224
JW Rates | Energy Efficiency Appliances and Components - Subcontract | 802501 | BUILDING MOUNTED WIND TURBINES:ANNUAL INSPECTION | IT | 316.82 | 776225
JW Rates | Energy Efficiency Appliances and Components - Subcontract | 802503 | BUILDING MOUNTED WIND TURBINES:PERIODIC INSPECTION | IT | 257.25 | 776226
JW Rates | Energy Efficiency Appliances and Components - Subcontract | 802601 | MAST MOUNTED WIND TURBINES:ANNUAL INSPECTION | IT | 454.93 | 776227
JW Rates | Energy Efficiency Appliances and Components - Subcontract | 802603 | MAST MOUNTED WIND TURBINES:PERIODIC INSPECTION | IT | 275.75 | 776228
JW Rates | Energy Efficiency Appliances and Components - Subcontract | 802701 | BUILDING MOUNTED WIND TURBINES:OVERHAULS | IT | 283.44 | 776229
JW Rates | Energy Efficiency Appliances and Components - Subcontract | 802801 | MAST MOUNTED WIND TURBINES:OVERHAULS NO PARTS | IT | 328.1 | 776230
JW Rates | Energy Efficiency Appliances and Components - Subcontract | 802901 | BUILDING MOUNTED WIND TURBINES:MAJOR PARTS RENEWAL | IT | 1251.93 | 776231
JW Rates | Energy Efficiency Appliances and Components - Subcontract | 803001 | MAST MOUNTED WIND TURBINES:OVERHAULS PARTS | IT | 1251.93 | 776232
JW Rates | Electrical - 40 | 810001 | HEATER:RENEW NE 1.75KW STORAGE HEATER | NO | 329.03 | 776233
JW Rates | Electrical - 40 | 810002 | HEATER:RENEW NE 0.6KW STORAGE TO BATHROOM | NO | 235.43 | 776234
JW Rates | Electrical - 50 | 810003 | HEATER:RENEW NE 2.6KW STORAGE HEATER | NO | 410.07 | 776235
JW Rates | Electrical - 60 | 810005 | HEATER:RENEW NE 3.4KW STORAGE HEATER | NO | 497.64 | 776236
JW Rates | Electrical - 40 | 811001 | HEATER:RENEW 1.75 AND 1.0KW COMBINED STORAGE | NO | 463.04 | 776237
JW Rates | Electrical - 50 | 811003 | HEATER:RENEW 2.6 AND 1.5KW COMBINED STORAGE | NO | 559.27 | 776238
JW Rates | Electrical - 60 | 811005 | HEATER:RENEW 3.4 AND 2.0KW COMBINED STORAGE | NO | 669.26 | 776239
JW Rates | Electrical - 25 | 813006 | HEATER:RENEW ANY PARTS TO STORAGE [PER HEATER] | IT | 74.12 | 776240
JW Rates | Electrical - 46 | 813019 | HEATER:RESITE AND RECONNECT | NO | 41.83 | 776241
JW Rates | Electrical - 40 | 813021 | HEATER:DISCONNECT AND REMOVE | NO | 35.67 | 776242
JW Rates | Electrical - 21 | 813035 | THERMOSTAT:RENEW ROOM TYPE TO ELECTRIC HEATING | NO | 32.85 | 776243
JW Rates | Electrical - 30 | 813039 | HEATER:SERVICE ANY TYPE OF STORAGE HEATER | NO | 30.85 | 776244
JW Rates | Electrical - 38 | 814001 | HEATER:RENEW NE 0.75KW SPACE HEATER | NO | 337.54 | 776245
JW Rates | Electrical - 38 | 814003 | HEATER:RENEW NE 1.0KW SPACE TO BATHROOM | NO | 356.54 | 776246
JW Rates | Electrical - 38 | 814005 | HEATER:RENEW NE 1.25KW SPACE HEATER | NO | 362.86 | 776247
JW Rates | Electrical - 38 | 814007 | HEATER:RENEW NE 1.5KW SPACE HEATER | NO | 369.19 | 776248
JW Rates | Electrical - 38 | 814051 | PROGRAMMABLE HEATER:RENEW 0.50KW LOT 20 HEATER | NO | 891.07 | 776249
JW Rates | Electrical - 38 | 814053 | PROGRAMMABLE HEATER:RENEW 0.75KW LOT 20 HEATER | NO | 937.81 | 776250
JW Rates | Electrical - 38 | 814055 | PROGRAMMABLE HEATER:RENEW 1.00KW LOT 20 HEATER | NO | 1020.43 | 776251
JW Rates | Electrical - 38 | 814057 | PROGRAMMABLE HEATER:RENEW 1.25KW LOT 20 HEATER | NO | 1109.91 | 776252
JW Rates | Electrical - 38 | 814059 | PROGRAMMABLE HEATER:RENEW 1.50KW LOT 20 HEATER | NO | 1178.23 | 776253
JW Rates | Electrical - 434 | 814101 | HEATING:RENEW NE 4 SPUR OUTLETS GROUND FLOOR | NO | 428.38 | 776254
JW Rates | Electrical - 468 | 814103 | HEATING:RENEW 5-6 SPUR OUTLETS GROUND FLOOR | NO | 475.47 | 776255
JW Rates | Electrical - 398 | 814105 | HEATING:RENEW NE 4 SPUR OUTLETS UPPER FLOOR | NO | 383.85 | 776256
JW Rates | Electrical - 432 | 814107 | HEATING:RENEW 5-6 SPUR OUTLETS UPPER FLOOR | NO | 423.49 | 776257
JW Rates | Electrical - 45 | 815001 | FIRE:RENEW NE 2.5KW RADIANT FIRE | NO | 257.37 | 776258
JW Rates | Electrical - 90 | 815002 | FIRE:INSTALL NE 3.0KW INSET FOCAL FAN HEATER | IT | 474.55 | 776259
JW Rates | Electrical - 45 | 815003 | HEATER:RENEW 2.5KW FAN CONVECTOR HEATER | NO | 91.76 | 776260
JW Rates | Electrical - 45 | 815005 | HEATER:RENEW 2.5KW FAN CONVECTOR WITH TIMER | NO | 130.51 | 776261
JW Rates | Electrical - 45 | 815007 | HEATER:RENEW NE 1KW PANEL HEATER | NO | 160.07 | 776262
JW Rates | Electrical - 45 | 815009 | HEATER:RENEW NE 1KW PANEL HEATER WITH TIMER | NO | 194.03 | 776263
JW Rates | Electrical - 45 | 815011 | HEATER:RENEW NE 2KW PANEL HEATER | NO | 185.44 | 776264
JW Rates | Electrical - 45 | 815013 | HEATER:RENEW NE 2KW PANEL HEATER WITH TIMER | NO | 214.22 | 776265
JW Rates | Electrical - 45 | 815015 | HEATER:RENEW NE 3KW PANEL HEATER | NO | 221.45 | 776266
JW Rates | Electrical - 45 | 815017 | HEATER:RENEW NE 3KW PANEL HEATER WITH TIMER | NO | 257.15 | 776267
JW Rates | Electrical - 45 | 815019 | FIRE:RENEW NE 1KW INFRA RED HEATER | NO | 97.39 | 776268
JW Rates | Electrical - 30 | 815020 | HEATER:SERVICE ANY TYPE OF PANEL HEATER | NO | 29.36 | 776269
JW Rates | Electrical - 45 | 815021 | FIRE:RENEW NE 2KW INFRA RED HEATER | NO | 104.22 | 776270
JW Rates | Electrical - 45 | 815023 | HEATER:RENEW 2KW WALL FAN HEATER | NO | 89.48 | 776271
JW Rates | Electrical - 45 | 815025 | HEATER:RENEW 2KW WALL FAN HEATER WITH TIMER | NO | 136.28 | 776272
JW Rates | Electrical - 90 | 815051 | FIRE:INSTALL NE 2.5KW RADIANT FOCAL FIRE | NO | 379.02 | 776273
JW Rates | Electrical - 180 | 815061 | FIRE:INSTALL WALL MOUNTED ELECTRIC FIRE | NO | 363.83 | 776274
JW Rates | Electrical - 180 | 815063 | FIRE:INSTALL WALL MOUNTED ELECTRIC FIRE & SURROUND | NO | 553.13 | 776275
JW Rates | Electrical - 120 | 815065 | FIRE:RENEW WALL MOUNTED ELECTRIC FIRE | NO | 272.34 | 776276
JW Rates | Electrical - 120 | 815067 | FIRE:RENEW WALL MOUNTED ELECTRIC FIRE AND SURROUND | NO | 491.43 | 776277
JW Rates | Electrical - 30 | 817001 | HEATER:RENEW RADIANT ELEMENT | NO | 59.24 | 776278
JW Rates | Electrical - 30 | 817003 | HEATER:RENEW RADIANT REFLECTOR | NO | 42.08 | 776279
JW Rates | Electrical - 20 | 817007 | HEATER:RENEW DP SWITCH | NO | 21.28 | 776280
JW Rates | Electrical - 30 | 817011 | FIRE OR RADIANT HEATER:SERVICE ANY TYPE | NO | 30.85 | 776281
JW Rates | Electrical - 60 | 817061 | FIRE:REPAIR WALL MOUNTED ELECTRIC FIRE | NO | 61.69 | 776282
JW Rates | Electrical - 45 | 819001 | TOWEL RAIL:RENEW NE 175 WATT ELECTRIC | NO | 297.71 | 776283
JW Rates | Electrical - 45 | 820003 | IMMERSION HEATER:RENEW 3KW ALLOY (TOP) | NO | 62.74 | 776284
JW Rates | Electrical - 80 | 820007 | IMMERSION HEATER:RENEW NE 3KW ALLOY (BOTTOM) | NO | 90.05 | 776285
JW Rates | Electrical - 15 | 820009 | IMMERSION HEATER:RENEW CYLINDER THERMOSTAT | NO | 30.22 | 776286
JW Rates | Electrical - 20 | 820011 | IMMERSION HEATER:DISCONNECT | NO | 17.1 | 776287
JW Rates | Electrical - 40 | 820013 | IMMERSION HEATER:REMOVE AND SEAL BOSS | IT | 31.94 | 776288
JW Rates | Electrical - 35 | 820015 | IMMERSION HEATER:RECONNECT AND TEST | IT | 27.29 | 776289
JW Rates | Electrical - 18 | 820017 | IMMERSION HEATER:TEST AND RESET THERMOSTAT | IT | 14.03 | 776290
JW Rates | Electrical - 175 | 820019 | IMMERSION HEATER:RENEW CIRCUIT AND SWITCH | NO | 179.22 | 776291
JW Rates | Electrical - 30 | 820021 | IMMERSION HEATER:RENEW FLEX CONNECTION | NO | 25.72 | 776292
JW Rates | Electrical - 45 | 820023 | IMMERSION HEATER:RENEW 20A DP/TP INDICATOR SWITCH | NO | 43.57 | 776293
JW Rates | Electrical - 25 | 820025 | IMMERSION HEATER:RENEW BOOSTER SWITCH | NO | 27.95 | 776294
JW Rates | Electrical - 80 | 825001 | WATER HEATER:RENEW 3KW 7 LITRE | NO | 168.72 | 776295
JW Rates | Electrical - 180 | 825003 | WATER HEATER:RENEW 3KW 100 LITRE | NO | 1051.99 | 776296
JW Rates | Electrical - 130 | 825005 | WATER HEATER:RENEW 3KW NE 30 LITRE | NO | 470.06 | 776297
JW Rates | Electrical - 30 | 825007 | WATER HEATER:RENEW SWITCH | NO | 38.56 | 776298
JW Rates | Electrical - 30 | 825009 | WATER HEATER:RENEW EC7 TIMER SWITCH | NO | 68.82 | 776299
JW Rates | Electrical - 60 | 826001 | WATER HEATER:RENEW CONTROL SPINDLES | NO | 62.53 | 776300
JW Rates | Electrical - 30 | 827001 | PROGRAMMER:RENEW HEATING CONTOL TIME CLOCK | NO | 122.48 | 776301
JW Rates | Electrical - 225 | 830001 | SHOWER:INSTALL NEW NE 8.7KW UNIT | NO | 422.48 | 776302
JW Rates | Electrical - 155 | 830003 | SHOWER:RENEW NE 8.7KW UNIT | NO | 318.73 | 776303
JW Rates | Electrical - 120 | 830005 | SHOWER:OVERHAUL ELECTRIC | NO | 99.56 | 776304
JW Rates | Electrical - 38 | 830007 | SHOWER:DISCONNECT SEAL AND MAKE SAFE | NO | 29.94 | 776305
JW Rates | Electrical - 50 | 830009 | SHOWER:RECONNECT AND TEST | NO | 39 | 776306
JW Rates | Electrical - 122 | 830011 | SHOWER:RENEW CIRCUIT | NO | 175.71 | 776307
JW Rates | Electrical - 45 | 830013 | SHOWER:RENEW 45A CEILING SWITCH | NO | 52.93 | 776308
JW Rates | Electrical - 225 | 830015 | PUMP:INSTALL SHOWER SYSTEM WITH CURTAIN | NO | 900.19 | 776309
JW Rates | Electrical - 200 | 830017 | PUMP:RENEW SHOWER SYSTEM | NO | 880.69 | 776310
JW Rates | Electrical - 360 | 830019 | PUMP:INSTALL SHOWER SYSTEM OVER BATH | NO | 1468.04 | 776311
JW Rates | Electrical - 130 | 830021 | PUMP:RENEW BOOSTED SHOWER CONTROLLER | NO | 625.64 | 776312
JW Rates | Electrical - 180 | 830023 | PUMP:RENEW BOOSTED SHOWER PUMP | NO | 726.31 | 776313
JW Rates | Electrical - 155 | 830025 | SHOWER:RENEW 9.5 KW COMPLETE | NO | 485.06 | 776314
JW Rates | Electrical - 225 | 830027 | SHOWER:INSTALL 9.5 KW COMPLETE | NO | 563.63 | 776315
JW Rates | Electrical - 155 | 830029 | SHOWER:RENEW 9.5 KW AUDIO VISUAL COMPLETE | NO | 525.14 | 776316
JW Rates | Electrical - 225 | 830031 | SHOWER:INSTALL 9.5 KW AUDIO VISUAL COMPLETE | NO | 603.69 | 776317
JW Rates | Electrical - 12 | 835001 | ELECTRIC COOKER:DISCONNECT SEAL AND MAKE SAFE | NO | 10.86 | 776318
JW Rates | Electrical - 15 | 835003 | ELECTRIC COOKER:RECONNECT AND TEST | NO | 11.71 | 776319
JW Rates | Electrical - 60 | 835005 | COOKER CONTROL UNIT:REMOVE REPAIR AND REFIX | NO | 52.76 | 776320
JW Rates | Electrical - 140 | 835007 | ELECTRIC COOKER:RENEW CIRCUIT | NO | 172.46 | 776321
JW Rates | Electrical - 75 | 835009 | ELECTRIC COOKER:RENEW UNIT AND CIRCUIT | NO | 94.81 | 776322
JW Rates | Electrical - 45 | 835011 | ELECTRIC COOKER:RENEW CONTROL UNIT AND SWITCH | NO | 52.65 | 776323
JW Rates | Electrical - 45 | 835012 | ELECTRIC COOKER:RENEW CONTROL UNIT SOCKET + SWITCH | NO | 60.85 | 776324
JW Rates | Electrical - 50 | 835013 | ELECTRIC COOKER:RENEW METAL CONTROL UNIT | NO | 73.42 | 776325
JW Rates | Electrical - 45 | 835015 | ELECTRIC COOKER:RENEW CONTROL PLATE | NO | 52.19 | 776326
JW Rates | Electrical - 10 | 835019 | ELECTRIC COOKER:RENEW COOKER OUTLET PLATE | NO | 13.79 | 776327
JW Rates | Electrical - 180 | 835020 | ELECTRIC COOKER:RELOCATE CONTROL FROM HOTZONE | NO | 141.49 | 776328
JW Rates | Electrical - 38 | 836001 | ELECTRIC COOKER HOOD:SERVICE ANY TYPE | NO | 32.63 | 776329
JW Rates | Electrical - 45 | 836003 | ELECTRIC COOKER HOOD:RENEW EXTRACTOR UNIT | NO | 329.74 | 776330
JW Rates | Electrical - 60 | 836005 | ELECTRIC COOKER HOOD:RENEW COMPLETE | NO | 357.91 | 776331
JW Rates | Electrical - 75 | 840001 | FAN:RENEW MINIMUM 60LTR PER SECOND | NO | 156.81 | 776332
JW Rates | Electrical - 75 | 840003 | FAN:RENEW BUILT IN WALL FAN | NO | 167.31 | 776333
JW Rates | Electrical - 75 | 840005 | FAN:RENEW 2 SPEED WALL OR DUCT FAN | NO | 344.05 | 776334
JW Rates | Electrical - 75 | 840007 | FAN:RENEW SINGLE SPEED WALL OR DUCT FAN | NO | 262.2 | 776335
JW Rates | Electrical - 60 | 840009 | FAN:RENEW IN LINE DUCT FAN | NO | 161.49 | 776336
JW Rates | Electrical - 60 | 840011 | FAN:RENEW CEILING OR DUCT FAN | NO | 136.92 | 776337
JW Rates | Electrical - 60 | 840013 | FAN:RENEW FIRE DAMP CEILING OR DUCT FAN | NO | 243.69 | 776338
JW Rates | Electrical - 60 | 840015 | FAN:RENEW TOILET OR BATHROOM FAN | NO | 134.38 | 776339
JW Rates | Electrical - 120 | 840017 | FAN:RENEW CIRCUIT AND OUTLET | NO | 124.17 | 776340
JW Rates | Electrical - 30 | 840019 | FAN:RENEW FLEX CONNECTION | NO | 25.9 | 776341
JW Rates | Electrical - 90 | 840031 | FAN:INSTALL WALL FAN | NO | 179.02 | 776342
JW Rates | Electrical - 75 | 841001 | FAN:RENEW 2 SPEED CONDENSATION CONTROL | NO | 228.02 | 776343
JW Rates | Electrical - 75 | 841002 | FAN:(ENVIROVENT)RENEW 2 SPEED CONDENSATION CONTROL | NO | 228.02 | 776344
JW Rates | Electrical - 75 | 841003 | FAN:RENEW VARIABLE SPEED CONDENSATION CONTROL | NO | 253.5 | 776345
JW Rates | Electrical - 75 | 841005 | FAN:RENEW VARIABLE SPEED TIMER | NO | 253.5 | 776346
JW Rates | Electrical - 30 | 841007 | FAN:OVERHAUL DOMESTIC EXTRACT | NO | 29.36 | 776347
JW Rates | Electrical - 75 | 841009 | FAN:RENEW WITH LOW VOLTAGE TRANSFORMER TYPE | NO | 228.24 | 776348
JW Rates | Electrical - 90 | 841011 | FAN:INSTALL LOW VOLTAGE TRANSFORMER TYPE | NO | 270.52 | 776349
JW Rates | Electrical - 90 | 841013 | FAN:INSTALL 2 SPEED CONDENSATION CONTROL | NO | 311.12 | 776350
JW Rates | Electrical - 130 | 841015 | FAN:INSTALL 2 SPEED COND. CONTROL IN WINDOW | NO | 295.04 | 776351
JW Rates | Electrical - 30 | 841021 | FAN:RENEW OR REFIX DOMESTIC EXTRACT EXT GRILLE | NO | 29.5 | 776352
JW Rates | Electrical - 108 | 841031 | CONDENSATION TRAP:PROVIDE TO VENTILATION DUCT | IT | 95.46 | 776353
JW Rates | Electrical - 300 | 841101 | VENT UNIT:INSTALL LOFT VENTILATION | IT | 803.01 | 776354
JW Rates | Electrical - 300 | 841102 | VENT UNIT:INSTALL LOFT VENTILATION WITH HEATER | IT | 934.1 | 776355
JW Rates | Electrical - 300 | 841103 | VENT UNIT:INSTALL WHOLE HOUSE | IT | 911.75 | 776356
JW Rates | Electrical - 300 | 841104 | VENT UNIT:INSTALL WHOLE HOUSE WITH HEATER | IT | 1042.84 | 776357
JW Rates | Electrical - 60 | 841105 | VENT UNIT:OVERHAUL | IT | 49.77 | 776358
JW Rates | Energy Efficiency Appliances and Components - Subcontract | 841207 | HEAT RECOVERY UNIT:OVERHAUL | IT | 94.4 | 776359
JW Rates | Electrical - 20 | 842001 | DOMESTIC APPLIANCE:DISCONNECT AND RECONNECT | IT | 15.6 | 776360
JW Rates | Electrical - 5 | 850503 | CONDUIT:INSTALL NE 25MM PVC MAKE GOOD | LM | 7.2 | 776361
JW Rates | Electrical - 6 | 851003 | CONDUIT:INSTALL NE 25MM STEEL MAKE GOOD | LM | 10.34 | 776362
JW Rates | Electrical - 26 | 851101 | TRUNKING:INSTALL NE 3600MM2 ALUMINIUM | LM | 41.68 | 776363
JW Rates | Electrical - 30 | 851103 | TRUNKING:INSTALL NE 6000MM2 ALUMINIUM | LM | 54 | 776364
JW Rates | Electrical - 17 | 851201 | TRUNKING:INSTALL NE 3600MM2 PVC | LM | 23.55 | 776365
JW Rates | Electrical - 20 | 851203 | TRUNKING:INSTALL NE 6000MM2 PVC | LM | 28.33 | 776366
JW Rates | Electrical - 17 | 851301 | TRUNKING:INSTALL NE 600MM2 MINI PVC | LM | 15.32 | 776367
JW Rates | Electrical - 20 | 851303 | TRUNKING:INSTALL NE 1200MM2 MINI PVC | LM | 21.12 | 776368
JW Rates | Electrical - TBC | 851305 | TRUNKING:INSTALL NE 600MM2 MINI PVC COMPUTER | LM | 15.32 | 776369
JW Rates | Electrical - TBC | 851307 | TRUNKING:INSTALL NE 1200MM2 MINI PVC COMPUTER | LM | 21.12 | 776370
JW Rates | Electrical - 15 | 851309 | TRUNKING:INSTALL NE 600MM2 MINI IT | LM | 13.87 | 776371
JW Rates | Electrical - 20 | 851311 | TRUNKING:INSTALL NE 1200MM2 MINI IT | LM | 21.54 | 776372
JW Rates | Electrical - 20 | 851321 | TRUNKING:INSTALL NE 2500MM2 TWIN COMPARTMENTS | LM | 28.23 | 776373
JW Rates | Electrical - 20 | 851331 | TRUNKING:INSTALL NE 2500MM2 CORNICE | LM | 49.88 | 776374
JW Rates | Electrical - 3 | 851505 | CABLE:DRAW UPTO 6MM SINGLE CABLE | LM | 3.25 | 776375
JW Rates | Electrical - 3 | 851507 | CABLE:DRAW 10MM SINGLE CABLE | LM | 3.8 | 776376
JW Rates | Electrical - 4 | 851509 | CABLE:DRAW 16MM SINGLE CABLE | LM | 5.35 | 776377
JW Rates | Electrical - 4 | 851513 | CABLE:DRAW 1.5MM2 OR 2.5MM2 PVC FLAT T AND E | LM | 3.89 | 776378
JW Rates | Electrical - 5 | 851515 | CABLE:DRAW 6MM PVC FLAT T AND E | LM | 5.76 | 776379
JW Rates | Electrical - 4 | 852003 | CABLE:INSTALL 1.5MM OR 2.5MM SINGLE CABLE | LM | 3.65 | 776380
JW Rates | Electrical - 5 | 852005 | CABLE:INSTALL 6MM SINGLE CABLE | LM | 4.98 | 776381
JW Rates | Electrical - 6 | 852007 | CABLE:INSTALL 10MM2 SINGLE CABLE | LM | 6.31 | 776382
JW Rates | Electrical - 7 | 852009 | CABLE:INSTALL 16MM2 SINGLE CABLE | LM | 7.86 | 776383
JW Rates | Electrical - 5 | 852013 | CABLE:INSTALL 1.5MM2 OR 2.5MM2 T AND E | LM | 4.86 | 776384
JW Rates | Electrical - 5 | 852015 | CABLE:INSTALL NE 6MM2 T AND E | LM | 6.02 | 776385
JW Rates | Electrical - 6 | 852017 | CABLE:INSTALL 10MM2 T AND E | LM | 8.18 | 776386
JW Rates | Electrical - 23 | 852509 | CABLE:FIX 1.5MM OR 2.5MM T AND E AND CONDUIT | LM | 21.33 | 776387
JW Rates | Electrical - 23 | 852511 | CABLE:FIX 6MM T AND E AND CONDUIT | LM | 22.64 | 776388
JW Rates | Electrical - 15 | 853009 | CABLE:FIX 1.5MM OR 2.5MM T AND E AND MINI-TRUNKING | LM | 14.3 | 776389
JW Rates | Electrical - 15 | 853011 | CABLE:FIX 6.0MM T AND E AND MINI-TRUNKING | LM | 15.39 | 776390
JW Rates | Electrical - 4 | 853051 | CABLE:FIRE CLIP EXISTING CABLES | LM | 3.43 | 776391
JW Rates | Electrical - 16 | 853501 | MICC:INSTALL 2L 1.5MM OR 2.5MM CABLE | LM | 18.23 | 776392
JW Rates | Electrical - 16 | 853505 | MICC:TERMINATE 2L 1.5MM OR 2.5MM CABLE | NO | 18.51 | 776393
JW Rates | Electrical - 95 | 854501 | LIGHT:RENEW GROUND FLOOR CIRCUIT 1 WAY | NO | 104.01 | 776394
JW Rates | Electrical - 150 | 854503 | LIGHT:RENEW GROUND FLOOR CIRCUIT 2 WAY | NO | 152.92 | 776395
JW Rates | Electrical - 87 | 854505 | LIGHT:RENEW UPPER FLOOR CIRCUIT 1 WAY | NO | 89.01 | 776396
JW Rates | Electrical - 137 | 854507 | LIGHT:RENEW UPPER FLOOR CIRCUIT 2 WAY | NO | 139.28 | 776397
JW Rates | Electrical - 171 | 854709 | LIGHT:RENEW HALL/STAIRWAY CIRCUIT 2 WAY | NO | 179.32 | 776398
JW Rates | Electrical - 434 | 855001 | POWER:RENEW RING MAIN GROUND NE 4 NO SOCKETS | NO | 419.29 | 776399
JW Rates | Electrical - 488 | 855003 | POWER:RENEW RING MAIN GROUND 4-8 NO SOCKETS | NO | 486.04 | 776400
JW Rates | Electrical - 540 | 855004 | POWER:RENEW RING MAIN GROUND 8-12 NO SOCKETS | NO | 568.1 | 776401
JW Rates | Electrical - 398 | 855005 | POWER:RENEW UPPER RING MAIN NE 4 NO SOCKETS | NO | 374.76 | 776402
JW Rates | Electrical - 452 | 855007 | POWER:RENEW UPPER RING MAIN 4-8 NO SOCKETS | NO | 434.07 | 776403
JW Rates | Electrical - 480 | 855008 | POWER:RENEW UPPER RING MAIN 8-12 NO SOCKETS | NO | 521.31 | 776404
JW Rates | Electrical - 123 | 855009 | POWER:RENEW SPUR OUTLET GROUND FLOOR NE 10M | NO | 120.12 | 776405
JW Rates | Electrical - 153 | 855010 | POWER:NEW SPUR OUTLET GROUND FLOOR NE 10M | NO | 140.95 | 776406
JW Rates | Electrical - 93 | 855011 | POWER:RENEW SPUR OUTLET UPPER FLOOR NE 10M | NO | 99.38 | 776407
JW Rates | Electrical - 118 | 855012 | POWER:NEW SPUR UPPER FLOOR NE 10M | NO | 113.66 | 776408
JW Rates | Electrical - 123 | 855013 | POWER:RENEW SOCKET OUTLET-GROUND FLOOR | NO | 117.83 | 776409
JW Rates | Electrical - 101 | 855015 | POWER:RENEW SOCKET OUTLET-UPPER FLOOR | NO | 100.68 | 776410
JW Rates | Electrical - 100 | 855017 | POWER:RENEW BOILER OUTLET GROUND NE 10M | NO | 102.59 | 776411
JW Rates | Electrical - 120 | 855019 | POWER:NEW BOILER OUTLET GROUND NE 10M | NO | 118.14 | 776412
JW Rates | Electrical - 40 | 855509 | CCU:INSTALL ANY SIZE RCD NEW METER TAILS | NO | 101.82 | 776413
JW Rates | Electrical - 30 | 855510 | CCU:INSTALL NEW METER TAILS | IT | 38.15 | 776414
JW Rates | Electrical - 20 | 855511 | CCU:INSTALL ANY SIZE RCD | NO | 80.04 | 776415
JW Rates | Electrical - 30 | 855512 | CCU:INSTALL RCBO TO BATHROOM CIRCUITS | NO | 58.61 | 776416
JW Rates | Electrical - 15 | 855513 | CCU:RENEW ANY SIZE MCB | NO | 16.23 | 776417
JW Rates | Electrical - 20 | 855514 | CCU:RENEW OR INSTALL 100AMP DP ISOLATOR | NO | 46.42 | 776418
JW Rates | Electrical - 15 | 855515 | CCU:RENEW FUSE CARRIER OR SHIELD | NO | 23.66 | 776419
JW Rates | Electrical - 20 | 855516 | CCU:RENEW OR INSTALL 100AMP DP ISOLATOR SWITCH | NO | 54.69 | 776420
JW Rates | Electrical - 30 | 855517 | CCU:INSTALL RCBO | NO | 58.61 | 776421
JW Rates | Electrical - 35 | 855518 | CCU:RENEW OR INSTALL 100AMP SERVICE CONNECTION BOX | NO | 38.02 | 776422
JW Rates | Electrical - 11 | 855521 | CCU:RENEW HRC FUSE | NO | 12.19 | 776423
JW Rates | Electrical - 15 | 855523 | CCU:RENEW ANY SIZE MCB BLANK | NO | 12.47 | 776424
JW Rates | Electrical - 120 | 855525 | CCU:RENEW MOUNTING BOARD | NO | 102.87 | 776425
JW Rates | Electrical - 60 | 855527 | CCU:MODIFY BACKBOARD | NO | 49.77 | 776426
JW Rates | Electrical - 20 | 855531 | ARC PROTECTION:INSTALL DEVICE | NO | 277.44 | 776427
JW Rates | #N/A | 855532 | ARC PROTECTION:INSTALL DEVICE x 2 | NO | 308.33 | 776428
JW Rates | Electrical - 20 | 855533 | SURGE PROTECTION:INSTALL DEVICE | NO | 92.24 | 776429
JW Rates | #N/A | 855534 | UP-FRONT SPD | NO | 185 | 776430
JW Rates | Electrical - 90 | 855600 | CCU:RENEW 1 WAY METAL CLAD UNIT | NO | 203.61 | 776431
JW Rates | Electrical - 90 | 855601 | CCU:RENEW 2 WAY METAL CLAD UNIT | NO | 208.14 | 776432
JW Rates | Electrical - 90 | 855603 | CCU:RENEW NE 4 WAY METAL CLAD UNIT | NO | 217.18 | 776433
JW Rates | Electrical - 120 | 855605 | CCU:RENEW NE 6 WAY METAL CLAD UNIT | NO | 249.63 | 776434
JW Rates | Electrical - 120 | 855607 | CCU:RENEW 7-12 WAY METAL CLAD UNIT | NO | 308.55 | 776435
JW Rates | Electrical - 120 | 855609 | CCU:RENEW NE10 WAY METAL CLAD SPLIT LOAD UNIT | NO | 299.51 | 776436
JW Rates | Electrical - 120 | 855611 | CCU:RENEW 11-14 WAY METAL CLAD SPLIT LOAD UNIT | NO | 323.21 | 776437
JW Rates | Electrical - 60 | 855613 | SWITCHGEAR:RENEW 100 AMP ON/OFF | NO | 259 | 776438
JW Rates | Electrical - 120 | 855621 | CCU:RENEW 7-12 WAY MOULDED METALCLAD FIXED BUSBAR | NO | 864.35 | 776439
JW Rates | Electrical - 120 | 855623 | CCU:REN 10 WAY MOULDED METALCLAD FIXED BUSBAR UNIT | NO | 498.43 | 776440
JW Rates | Electrical - 120 | 855625 | CCU:REN 11-14 WAY MOULDED METACLAD FIXED BUSBAR | NO | 679.93 | 776441
JW Rates | Electrical - 120 | 855627 | CCU:REN 15 WAY MOULDED METALCLAD FIXED BUSBAR UNIT | NO | 1053.29 | 776442
JW Rates | Electrical - 120 | 855629 | CCU:REN 11/6-DUAL TARRIFF METACLAD FIXED BUSBAR | NO | 786.71 | 776443
JW Rates | Electrical - 20 | 856103 | LIGHT:RENEW FLEX LAMPHOLDER ROSE | NO | 21.02 | 776444
JW Rates | Electrical - 15 | 856105 | LIGHT:RENEW BATTEN HOLDER | NO | 15.23 | 776445
JW Rates | Electrical - 17 | 856107 | LAMP OR BATTEN HOLDER:REMOVE AND REFIX | NO | 13.7 | 776446
JW Rates | Electrical - 35 | 856603 | LIGHT FITTING:RENEW 2X8W BULKHEAD TYPE | NO | 66.69 | 776447
JW Rates | Electrical - 60 | 856605 | LIGHT FITTING:RENEW RAMPART LIGHT-70 W TYPE | NO | 145.53 | 776448
JW Rates | Electrical - 35 | 856607 | LIGHT FITTING:RENEW 1000W SECURITY TYPE | NO | 78.46 | 776449
JW Rates | Electrical - 35 | 856609 | LIGHT FITTING:RENEW 16W LV BULKHEAD TYPE | NO | 73.37 | 776450
JW Rates | Electrical - 35 | 856611 | LIGHT FITTING:RENEW 28W LV BULKHEAD TYPE | NO | 90.33 | 776451
JW Rates | Electrical - TBC | 856612 | LIGHT FITTING:RENEW SON-T 70W AMENITY TYPE | NO | 119.03 | 776452
JW Rates | Electrical - 35 | 856613 | LIGHT FITTING:REMOVE AND REFIX ANY TYPE | NO | 27.75 | 776453
JW Rates | Electrical - 35 | 856615 | BATHROOM LIGHT FITTING:RENEW WITH SEALED UNIT | NO | 66.69 | 776454
JW Rates | Electrical - 30 | 856617 | LIGHT FITTING:RENEW SQUARE OR ROUND | NO | 84.95 | 776455
JW Rates | Electrical - 30 | 856619 | LIGHT:RENEW GLASS GLOBE TYPE | NO | 39.6 | 776456
JW Rates | Electrical - 25 | 856701 | LIGHT FITTING:REMOVE AND REFIX ANY INTERNAL TYPE | NO | 19.94 | 776457
JW Rates | Electrical - 5 | 857001 | LAMP:RENEW NE 100W BULKHEAD LAMP | NO | 4.67 | 776458
JW Rates | Electrical - 6 | 857003 | LAMP:RENEW 8 WATT BULKHEAD LAMP | NO | 9.29 | 776459
JW Rates | Electrical - 8 | 857005 | LAMP:RENEW 500W HALOGEN LAMP | NO | 10.86 | 776460
JW Rates | Electrical - 8 | 857006 | LAMP:RENEW 150W HALOGEN LAMP | NO | 10.86 | 776461
JW Rates | Electrical - 8 | 857007 | LAMP:RENEW 1000W HALOGEN LAMP | NO | 11.66 | 776462
JW Rates | Electrical - 10 | 857015 | LAMP:RENEW 70W SON-T LAMP | NO | 19.13 | 776463
JW Rates | Electrical - 6 | 857017 | LAMP:RENEW 16 WATT 2D LAMP | NO | 10.71 | 776464
JW Rates | Electrical - 6 | 857019 | LAMP:RENEW 28 WATT 2D LAMP | NO | 13.33 | 776465
JW Rates | Electrical - 60 | 857101 | LIGHT FITTING:RENEW STANDARD 18W LED FITTING | NO | 74.88 | 776466
JW Rates | Electrical - 60 | 857103 | LIGHT FITTING:RENEW 18W LED FITTING AND SENSOR | NO | 132.6 | 776467
JW Rates | Electrical - 120 | 857105 | COMMUNAL LIGHTING:FIT 15W LED FITTING | NO | 326.55 | 776468
JW Rates | Electrical - 120 | 857107 | COMMUNAL LIGHTING:FIT NE 35W LED FITTING | NO | 360.08 | 776469
JW Rates | Electrical - 30 | 857109 | COMMUNAL LIGHTING:RENEW 15W LED FITTING | NO | 115.38 | 776470
JW Rates | Electrical - 30 | 857111 | COMMUNAL LIGHTING:RENEW NE 35W LED FITTING | NO | 148.9 | 776471
JW Rates | Electrical - 60 | 857113 | LIGHT FITTING:RENEW LED IP44 FITTING AND SENSOR | IT | 117.32 | 776472
JW Rates | Electrical - 6 | 857501 | LIGHT FITTING:RENEW BULKHEAD DIFFUSER | NO | 16.96 | 776473
JW Rates | Electrical - TBC | 857503 | LIGHT:RELAMP ANY FAULTY IN COMM AREA/ STAIRWELLS | NO | 42.2 | 776474
JW Rates | Electrical - 20 | 858101 | LIGHT FITTING:RENEW SINGLE FLUORESCENT WITH TUBE | NO | 36.45 | 776475
JW Rates | Electrical - 20 | 858102 | LIGHT FITTING:RENEW SINGLE LED FLUORESCENT + TUBE | NO | 58.33 | 776476
JW Rates | Electrical - 23 | 858103 | LIGHT FITTING:RENEW DOUBLE FLUORESCENT WITH TUBES | NO | 57.9 | 776477
JW Rates | Electrical - 23 | 858104 | LIGHT FITTING:RENEW DOUBLE LED FLUORESCENT + TUBES | NO | 88.96 | 776478
JW Rates | Electrical - 18 | 858107 | LIGHT FITTING:REMOVE REFIX ANY FLUORESCENT TYPE | NO | 14.64 | 776479
JW Rates | Electrical - 20 | 858111 | LIGHT FITTING:OVERHAUL FLUORESCENT ANY TYPE | NO | 23.05 | 776480
JW Rates | Electrical - 30 | 858201 | LIGHT FITTING:RENEW LED PANEL 600MM X 600MM NE 50W | NO | 73.93 | 776481
JW Rates | Electrical - 7 | 858301 | LIGHT FITTING:RENEW SINGLE FLUORESCENT DIFFUSER | NO | 28.98 | 776482
JW Rates | Electrical - 7 | 858303 | LIGHT FITTING:RENEW DOUBLE FLUORESCENT DIFFUSER | NO | 35.12 | 776483
JW Rates | Electrical - 4 | 858501 | LIGHT FITTING:RENEW ANY SIZE FLUORESCENT TUBE | NO | 8.5 | 776484
JW Rates | Electrical - 5 | 858701 | LAMP:RENEW WITH PL LOW ENERGY | NO | 6.55 | 776485
JW Rates | Electrical - 5 | 858703 | LAMP:RENEW WITH SL LOW ENERGY | NO | 17.71 | 776486
JW Rates | Electrical - 5 | 858705 | LAMP:RENEW WITH PLCE TO BULKHEAD | NO | 7.12 | 776487
JW Rates | Electrical - 5 | 858707 | LAMP:RENEW WITH NE 5 WATT GU4/GU5.3/GU10 LED | NO | 10.67 | 776488
JW Rates | Electrical - 5 | 858711 | LAMP:RENEW WITH NE 5 WATT CANDLE OR BALL LED | NO | 8.11 | 776489
JW Rates | Electrical - 17 | 860501 | SWITCH OR OUTLET:REMOVE AND REFIX | NO | 14.75 | 776490
JW Rates | Electrical - 15 | 860503 | SWITCH OR OUTLET:FIX BLANK PLATE | NO | 15.68 | 776491
JW Rates | Electrical - 29 | 860505 | SWITCH OR OUTLET:DRY LINING BOX | NO | 24.77 | 776492
JW Rates | Electrical - 4 | 860507 | SWITCH OR OUTLET:SECURE LOOSE | NO | 3.72 | 776493
JW Rates | Electrical - 29 | 861001 | SWITCH:RENEW FLUSH BOX | NO | 23.62 | 776494
JW Rates | Electrical - 15 | 861003 | SWITCH:RENEW SURFACE BOX | NO | 12.92 | 776495
JW Rates | Electrical - 15 | 861005 | SWITCH:RENEW 5 AMP NE 3 GANG PLATE | NO | 13.22 | 776496
JW Rates | Electrical - 15 | 861007 | SWITCH:RENEW 5AMP NE 3 GANG 2 WAY PLATE | NO | 17.82 | 776497
JW Rates | Electrical - 30 | 861009 | SWITCH:RENEW 5AMP NE 3 GANG PLATE AND BOX | NO | 26.24 | 776498
JW Rates | Electrical - 30 | 861011 | SWITCH:RENEW 5AMP NE 3 GANG 2 WAY PLATE AND BOX | NO | 30.18 | 776499
JW Rates | Electrical - 23 | 861013 | SWITCH:RENEW CEILING PULL SWITCH | NO | 24.31 | 776500
JW Rates | Electrical - 6 | 861015 | SWITCH:RENEW PULL SWITCH CORD | NO | 8.57 | 776501
JW Rates | Electrical - 29 | 861501 | SOCKET:RENEW FLUSH BOX | NO | 23.62 | 776502
JW Rates | Electrical - 15 | 861503 | SOCKET:RENEW SURFACE BOX | NO | 13.45 | 776503
JW Rates | Electrical - 15 | 861505 | SOCKET:RENEW 13A SINGLE PLATE | NO | 14.75 | 776504
JW Rates | Electrical - 15 | 861507 | SOCKET:RENEW 13A DOUBLE PLATE | NO | 15 | 776505
JW Rates | Electrical - 30 | 861509 | SOCKET:RENEW SINGLE OUTLET PLATE AND BOX | NO | 27.78 | 776506
JW Rates | Electrical - 45 | 861511 | SOCKET:RENEW DOUBLE OUTLET PLATE AND BOX | NO | 39.72 | 776507
JW Rates | Electrical - 45 | 861513 | SOCKET:RENEW 13A RCD OUTLET | NO | 65.27 | 776508
JW Rates | Electrical - 30 | 861515 | SOCKET:SINGLE SURFACE OUTLET PLATE AND BOX | NO | 27.85 | 776509
JW Rates | Electrical - 45 | 861517 | SOCKET:INSTALL 13A DOUBLE OUTLET PLATE AND BOX | NO | 40.33 | 776510
JW Rates | Electrical - 40 | 861519 | SOCKET:RENEW SINGLE UNSWITCHED OUTLET PLATE + BOX | NO | 35.01 | 776511
JW Rates | Electrical - 29 | 862001 | SWITCH:RENEW 20A DP SWITCH | NO | 29.7 | 776512
JW Rates | Electrical - 35 | 862003 | SWITCH:RENEW NE 20A DP CEILING SWITCH | NO | 38.26 | 776513
JW Rates | Electrical - 35 | 862004 | SWITCH:RENEW 15A/45A DP CEILING SWITCH | NO | 45.85 | 776514
JW Rates | Electrical - 21 | 862005 | SOCKET:RENEW 13A DP PLATE WITH OUTLET | NO | 19.61 | 776515
JW Rates | Electrical - 21 | 862007 | SOCKET:RENEW 13A DP PLATE WITH INDICATOR | NO | 21.94 | 776516
JW Rates | Electrical - 29 | 862008 | SWITCH:RENEW 20A DP SWITCH WITH NEON | NO | 33.61 | 776517
JW Rates | Electrical - 29 | 862010 | SWITCH:RENEW 20A DP SWITCH WITH NEON AND MARKING | NO | 34.93 | 776518
JW Rates | Electrical - 21 | 862012 | CONNECTION UNIT:RENEW 13A FUSED SWITCH | NO | 22.23 | 776519
JW Rates | Electrical - 21 | 862014 | CONNECTION UNIT:RENEW 13A FUSED SWITCH NEON | NO | 24.77 | 776520
JW Rates | Electrical - 21 | 862016 | CONNECTION UNIT:RENEW 13A FUSED UNSWITCHED | NO | 21.66 | 776521
JW Rates | Electrical - 21 | 862018 | CONNECTION UNIT:RENEW 13A FUSED UNSWITCHED NEON | NO | 23.95 | 776522
JW Rates | Electrical - 25 | 863001 | SHAVER:RENEW SHAVER SUPPLY UNIT | NO | 45.68 | 776523
JW Rates | Electrical - 25 | 863003 | SHAVER LIGHT:INSTALL COMPLETE | NO | 78.79 | 776524
JW Rates | Electrical - 25 | 863005 | SHAVER LIGHT:RENEW COMPLETE | NO | 57.93 | 776525
JW Rates | Electrical - 5 | 863007 | LAMP:RENEW SHAVER LAMP | NO | 5.9 | 776526
JW Rates | Electrical - 4 | 870501 | CABLE:INSTALL BELL WIRE | LM | 3.63 | 776527
JW Rates | Electrical - 15 | 870503 | DOOR BELL:RENEW UNDERDOME COMPLETE | NO | 25.64 | 776528
JW Rates | Electrical - 25 | 870505 | DOOR BELL:RENEW TRANSFORMER | NO | 30.99 | 776529
JW Rates | Electrical - 16 | 870507 | DOOR BELL:RENEW BELL PUSH | NO | 18.6 | 776530
JW Rates | Electrical - 20 | 870509 | DOOR BELL:OVERHAUL REPAIR RELOCATE | NO | 16.34 | 776531
JW Rates | Electrical - 30 | 870511 | DOOR BELL:RENEW BATTERY TYPE | NO | 52.78 | 776532
JW Rates | Electrical - 45 | 870513 | DOOR BELL:RENEW WIRELESS TYPE | NO | 58.79 | 776533
JW Rates | Electrical - 70 | 871003 | DOOR ENTRY:RENEW INTERCOM KIT | NO | 160.83 | 776534
JW Rates | Electrical - 30 | 871007 | DOOR ENTRY:INSTALL EXTRA PHONE | NO | 81.15 | 776535
JW Rates | Electrical - 25 | 871009 | DOOR ENTRY:RENEW ELECTRIC LATCH | NO | 99.27 | 776536
JW Rates | Electrical - 20 | 871010 | DOOR ENTRY:RENEW ELECTRIC LATCH KEEPER | NO | 35.19 | 776537
JW Rates | Electrical - 4 | 871011 | DOOR ENTRY:RENEW 6 CORE CABLING | LM | 5.79 | 776538
JW Rates | Electrical - 5 | 871013 | DOOR ENTRY:RENEW 8 CORE CABLING | LM | 6.71 | 776539
JW Rates | Electrical - 45 | 871014 | DOOR ENTRY:RENEW TRANSFORMER | NO | 89.79 | 776540
JW Rates | Electrical - 30 | 871101 | FIRE ALARM:RENEW BREAK GLASS UNIT | NO | 36.71 | 776541
JW Rates | Electrical - 30 | 871103 | FIRE ALARM:RENEW XENON FLASHER | NO | 81.3 | 776542
JW Rates | Electrical - 30 | 871105 | FIRE ALARM:RENEW 150MM BELL | NO | 54.24 | 776543
JW Rates | Electrical - 30 | 871107 | FIRE ALARM:RENEW 225MM BELL | NO | 131.15 | 776544
JW Rates | Electrical - 30 | 871109 | FIRE ALARM:RENEW BUZZER | NO | 53.09 | 776545
JW Rates | Electrical - 30 | 871111 | FIRE ALARM:RENEW SIREN | NO | 53.09 | 776546
JW Rates | Electrical - 30 | 871113 | FIRE ALARM:RENEW WARBLER | NO | 53.09 | 776547
JW Rates | Electrical - 30 | 871115 | FIRE ALARM:RENEW DOOR RELEASE UNIT | NO | 115.84 | 776548
JW Rates | Electrical - 360 | 871117 | FIRE ALARM:RENEW 6 ZONES PANEL | IT | 570.87 | 776549
JW Rates | Electrical - 300 | 871118 | FIRE ALARM:SERVICE ANY TYPE | IT | 273.95 | 776550
JW Rates | Electrical - 300 | 871401 | BURGLAR ALARM:SERVICE ANY TYPE | IT | 273.95 | 776551
JW Rates | Electrical - 80 | 871403 | BURGLAR ALARM:RESET CODES | IT | 72.26 | 776552
JW Rates | Electrical - 10 | 871501 | TV OUTLET:REMOVE, RECONNECT, REFIX | NO | 8.11 | 776553
JW Rates | Electrical - 17 | 871503 | TV OUTLET:RENEW FLUSH OR SURFACE BOX | NO | 18.93 | 776554
JW Rates | Electrical - 40 | 871505 | TV AERIAL:REWIRE COAXIAL NE 10M | IT | 43.51 | 776555
JW Rates | Electrical - 60 | 871507 | TV AERIAL:REWIRE COAXIAL 10-20M | IT | 68.98 | 776556
JW Rates | Electrical - 75 | 871509 | TV AERIAL:REWIRE COAXIAL OVER 20M | IT | 95.47 | 776557
JW Rates | Electrical - 120 | 871513 | TV AERIAL:LOFT INSTALLATION COMPLETE | IT | 154.33 | 776558
JW Rates | Electrical - 120 | 871515 | COMMUNAL TV AERIAL:ATTEND FAULT | IT | 93.6 | 776559
JW Rates | Electrical - 120 | 871603 | CCTV:SERVICE ANY TYPE | IT | 111.37 | 776560
JW Rates | Electrical - 20 | 872003 | SMOKE DETECTOR:INSTALL BATTERY OPERATED TYPE | NO | 29.67 | 776561
JW Rates | Electrical - 60 | 872008 | SMOKE DETECTOR:INSTALL MAINS OPTICAL TYPE | NO | 85.43 | 776562
JW Rates | Electrical - 90 | 872010 | SMOKE DETECTOR:INSTALL MAINS IONISATION TYPE | NO | 78.6 | 776563
JW Rates | Electrical - 90 | 872015 | SMOKE DETECTORS:INSTALL OPTICAL IONISATION SYSTEM | IT | 137.62 | 776564
JW Rates | Electrical - 45 | 872017 | SMOKE DETECTOR:INSTALL ADDITIONAL DETECTOR | NO | 72.87 | 776565
JW Rates | Electrical - 90 | 872020 | SMOKE DETECTOR:RENEW WITH OPTICAL TYPE | NO | 108.84 | 776566
JW Rates | Electrical - 90 | 872023 | SMOKE DETECTOR:RENEW WITH IONISATION TYPE | NO | 102 | 776567
JW Rates | Electrical - 20 | 872025 | SMOKE DETECTOR:SERVICE AND OVERHAUL HARD WIRE | NO | 23.58 | 776568
JW Rates | Electrical - 20 | 872027 | SMOKE DETECTOR:SERVICE AND OVERHAUL BATTERY | NO | 23.58 | 776569
JW Rates | Electrical - 30 | 872031 | SMOKE DETECTOR:INSTALL WIRELESS OPTICAL TYPE | NO | 96.82 | 776570
JW Rates | Electrical - TBC | 872033 | SMOKE DETECTOR:INSTALL WIRELESS IONISATION TYPE | NO | 83 | 776571
JW Rates | Electrical - 50 | 872035 | SMOKE DETECTORS:INSTALL WIRELESS SYSTEM | IT | 172 | 776572
JW Rates | Electrical - 30 | 872037 | SMOKE DETECTOR:INSTALL ADDITIONAL WIRELESS | NO | 156.4 | 776573
JW Rates | Electrical - 30 | 872039 | SMOKE DETECTOR:RENEW WITH WIRELESS OPTICAL | NO | 96.82 | 776574
JW Rates | Electrical - TBC | 872041 | SMOKE DETECTOR:RENEW WITH WIRELESS IONISATION | NO | 83 | 776575
JW Rates | Electrical - 45 | 872043 | SMOKE/HEAT DETECTOR:RENEW CIRCUIT | NO | 57.05 | 776576
JW Rates | Electrical - 45 | 872045 | SMOKE/HEAT DETECTOR:RENEW CIRCUIT DISABLED | NO | 68.04 | 776577
JW Rates | Electrical - TBC | 872055 | FIRE ALARM:RENEW SMOKE DETECT NO BASE (IONISATION) | NO | 86.69 | 776578
JW Rates | Electrical - 12 | 872057 | FIRE ALARM:RENEW SMOKE DETECTOR NO BASE (OPTICAL) | NO | 88.26 | 776579
JW Rates | Electrical - 90 | 872101 | HEAT DETECTOR:INSTALL | NO | 120.61 | 776580
JW Rates | Electrical - 30 | 872102 | HEAT DETECTOR:RENEW | NO | 61.04 | 776581
JW Rates | Electrical - 30 | 872103 | HEAT DETECTOR:INSTALL WIRELESS | NO | 99.71 | 776582
JW Rates | Electrical - 20 | 872105 | HEAT DETECTOR:SERVICE AND OVERHAUL HARD WIRE | IT | 23.58 | 776583
JW Rates | Electrical - 12 | 872107 | FIRE ALARM:RENEW HEAT DETECTOR NO BASE (FT) | NO | 44.83 | 776584
JW Rates | Electrical - 12 | 872109 | FIRE ALARM:RENEW HEAT DETECTOR NO BASE (ROR) | NO | 43.57 | 776585
JW Rates | Electrical - 90 | 872201 | CARBON MONOXIDE DETECTOR:INSTALL MAINS OPERATED | NO | 143.49 | 776586
JW Rates | Electrical - 30 | 872202 | CARBON MONOXIDE DETECTOR:INSTALL WIRELESS | NO | 96.67 | 776587
JW Rates | Electrical - 20 | 872203 | CARBON MONOXIDE DETECTOR:SERVICE OVERHAUL WIRED | NO | 23.58 | 776588
JW Rates | Electrical - 15 | 872205 | CARBON MONOXIDE DETECTOR:INSTALL BATTERY TYPE | NO | 51.97 | 776589
JW Rates | Electrical - 75 | 872301 | GAS DETECTOR:INSTALL | NO | 223.17 | 776590
JW Rates | Electrical - 25 | 872303 | GAS DETECTOR:INSTALL WIRELESS | NO | 141.36 | 776591
JW Rates | Electrical - 120 | 872523 | WASTE DISPOSAL:RESPONSE AND REPAIR | NO | 123.29 | 776592
JW Rates | Electrical - 10 | 880101 | TIME SWITCH:RESET CLOCK OR SWITCH | NO | 7.8 | 776593
JW Rates | Electrical - 20 | 880103 | TIME SWITCH:REPAIR SWITCH CLOCK | NO | 18.57 | 776594
JW Rates | Electrical - 30 | 880105 | TIME SWITCH:RENEW SWITCH CLOCK | NO | 75.8 | 776595
JW Rates | Electrical - 30 | 880107 | TIME SWITCH:RENEW PHOTO ELECTRIC TYPE | NO | 58.16 | 776596
JW Rates | Electrical - 45 | 880109 | TIME SWITCH:RENEW WITH PHOTO ELECTRIC TYPE | NO | 99.42 | 776597
JW Rates | Electrical - 30 | 880111 | TIME SWITCH:RENEW PASSIVE INFRA RED | NO | 81.62 | 776598
JW Rates | Electrical - 60 | 880112 | EXTERNAL LIGHT:INSTALL 150W PIR UNIT COMPLETE | NO | 114.11 | 776599
JW Rates | Electrical - 60 | 880113 | EXTERNAL LIGHT:INSTALL 1000W PIR UNIT COMPLETE | NO | 122.3 | 776600
JW Rates | Electrical - 60 | 880114 | EXTERNAL LIGHT:INSTALL 500W PIR UNIT COMPLETE | NO | 118.2 | 776601
JW Rates | Electrical - 30 | 880115 | TIME SWITCH:RENEW WITH TIME LAG SWITCH | NO | 86.92 | 776602
JW Rates | Electrical - 60 | 880117 | EXTERNAL LIGHT:INSTALL NE 30W PIR UNIT COMPLETE | NO | 116.68 | 776603
JW Rates | Electrical - 60 | 880119 | EXTERNAL LIGHT:INSTALL NE 50W PIR UNIT COMPLETE | NO | 135.09 | 776604
JW Rates | Electrical - 12 | 880501 | TIME SWITCH:RESET CLOCK SWITCH TO CAR PARK LIGHTS | IT | 9.36 | 776605
JW Rates | Electrical - 20 | 880601 | LIGHTING COLUMN:OVERHAUL BOLLARD TYPE | IT | 30.5 | 776606
JW Rates | Electrical - 25 | 880602 | LIGHTING COLUMN:OVERHAUL BOLLARD TYPE - BALLAST | IT | 57.86 | 776607
JW Rates | Electrical - 20 | 880603 | LIGHTING COLUMN:OVERHAUL STREET LIGHT TYPE | IT | 67.84 | 776608
JW Rates | Electrical - 25 | 880604 | LIGHTING COLUMN:OVERHAUL STREET LIGHT TYPE-BALLAST | IT | 104.25 | 776609
JW Rates | Electrical - 120 | 880611 | LIGHTING COLUMN:RENEW LIGHT FITTING | NO | 886.84 | 776610
JW Rates | Electrical - 120 | 880613 | LIGHTING COLUMN:RENEW HINGED COLUMN | NO | 713.45 | 776611
JW Rates | Electrical - 60 | 880811 | EXTERNAL LIGHT:RENEW LIGHT WITH 20W LED CORN LAMP | NO | 85.64 | 776612
JW Rates | Electrical - 60 | 880813 | EXTERNAL LIGHT:RENEW LIGHT WITH 50W LED CORN LAMP | NO | 113.58 | 776613
JW Rates | Electrical - 60 | 880815 | EXTERNAL LIGHT:RENEW LIGHT WITH 80W LED CORN LAMP | NO | 131.36 | 776614
JW Rates | Electrical - 60 | 881001 | EMERGENCY LIGHTING:RENEW SELF CONTAINED FITTING | NO | 129.62 | 776615
JW Rates | Electrical - 60 | 881003 | EMERGENCY LIGHTING:RENEW EXIT SIGN | NO | 98.86 | 776616
JW Rates | Electrical - 20 | 881004 | EMERGENCY LIGHTING:SERVICE ANY TYPE | NO | 32.96 | 776617
JW Rates | Electrical - 10 | 881009 | EMERGENCY LIGHTING:RENEW BATTERY TO FITTING | NO | 69.8 | 776618
JW Rates | Electrical - 60 | 881021 | LIGHT FITTING:RENEW 3HR EMERGENCY 18W LED FITTING | NO | 87.14 | 776619
JW Rates | Electrical - 60 | 881023 | LIGHT FITTING:RENEW 3HR 18W LED FITTING AND SENSOR | NO | 194.13 | 776620
JW Rates | Electrical - 60 | 881025 | EMERGENCY:RENEW LED IP44 FITTING 3 HR + SENSOR | NO | 156.15 | 776621
JW Rates | Electrical - 60 | 882001 | ELECTRIC COOKER:LOCATE FAULT | IT | 46.79 | 776622
JW Rates | Electrical - 90 | 882011 | ELECTRIC COOKER:LOCATE FAULT AND REPAIR | IT | 107.44 | 776623
JW Rates | Electrical - 60 | 882021 | ELECTRIC COOKER:RENEWAL 4 PLATE TYPE | NO | 432.27 | 776624
JW Rates | Electrical - 60 | 882023 | ELECTRIC COOKER:RENEW 2 PLATE TYPE HOB UNIT | NO | 193.27 | 776625
JW Rates | Electrical - 60 | 882025 | ELECTRIC COOKER:RENEW BUILT IN HOB UNIT | NO | 432.27 | 776626
JW Rates | Electrical - 10 | 882031 | ELECTRIC COOKER:RENEW GRILL PAN | NO | 31.48 | 776627
JW Rates | Electrical - 10 | 882032 | ELECTRIC COOKER:RENEW GRILL PAN GRID | NO | 18.46 | 776628
JW Rates | Electrical - 20 | 882033 | ELECTRIC COOKER:RENEW TOP PLATE | NO | 105.43 | 776629
JW Rates | Electrical - 10 | 882034 | ELECTRIC COOKER:RENEW CAKE TRAY | NO | 22.05 | 776630
JW Rates | Electrical - 10 | 882035 | ELECTRIC COOKER:RENEW CONTROL KNOB | NO | 12.86 | 776631
JW Rates | Electrical - 10 | 882036 | ELECTRIC COOKER:RENEW GRILL PAN HANDLE | NO | 20.74 | 776632
JW Rates | Electrical - 20 | 882037 | ELECTRIC COOKER:RENEW OVEN DOOR | NO | 109.29 | 776633
JW Rates | Electrical - 20 | 882038 | ELECTRIC COOKER:RENEW SELF CLEANING PANEL | NO | 79.48 | 776634
JW Rates | Electrical - 90 | 882051 | ELECTRIC COOKER:RENEW BUILT IN OVEN UNIT | NO | 525.05 | 776635
JW Rates | Electrical - 60 | 882121 | WASHING MACHINE:RENEW | NO | 424.56 | 776636
JW Rates | Electrical - 60 | 882123 | TUMBLE DRYER:RENEW | NO | 339.76 | 776637
JW Rates | Electrical - 60 | 882221 | REFRIGERATOR:RENEW NE 150 LITRE | NO | 386.01 | 776638
JW Rates | Electrical - 60 | 882223 | REFRIGERATOR:RENEW NE 200 LITRE | NO | 586.46 | 776639
JW Rates | Electrical - 60 | 882225 | REFRIGERATOR:RENEW NE 300 LITRE | NO | 817.74 | 776640
JW Rates | Electrical - 20 | 882231 | REFRIGERATOR:RENEW FREEZE DOOR | NO | 41.45 | 776641
JW Rates | Electrical - 20 | 882232 | REFRIGERATOR:RENEW GLASS SHELF | NO | 58.07 | 776642
JW Rates | Electrical - 20 | 882233 | REFRIGERATOR:RENEW WIRE SHELF | NO | 30.82 | 776643
JW Rates | Electrical - 20 | 882234 | REFRIGERATOR:RENEW DRIP SHELF | NO | 28.26 | 776644
JW Rates | Electrical - 20 | 882235 | REFRIGERATOR:RENEW BUTTER TRAY FLAP | NO | 30.82 | 776645
JW Rates | Electrical - 20 | 882236 | REFRIGERATOR:RENEW SALAD BOX/TRAY | NO | 33.85 | 776646
JW Rates | Electrical - 20 | 882237 | REFRIGERATOR:RENEW BOTTLE RAIL | NO | 47.7 | 776647
JW Rates | Electrical - 20 | 882238 | REFRIGERATOR:RENEW DOOR INSERT | NO | 47.7 | 776648
JW Rates | Electrical - 60 | 882321 | DEEP FREEZE:RENEW 200 LITRE | NO | 432.27 | 776649
JW Rates | Electrical - 60 | 882323 | DEEP FREEZE:RENEW 350 LITRE | NO | 517.08 | 776650
JW Rates | Electrical - 20 | 882411 | DOMESTIC APPLIANCE:ANNUAL TEST | IT | 18.57 | 776651
JW Rates | Electrical - 35 | 882503 | DOMESTIC APPLIANCE:RESPONSE CALL-OUT | IT | 30.28 | 776652
JW Rates | Electrical - 60 | 882505 | DOMESTIC APPLIANCE:RESPONSE AND REPAIR NE £35.00 | IT | 101.9 | 776653
JW Rates | Electrical - 90 | 882507 | DOMESTIC APPLIANCE:RESPONSE AND REPAIR UPTO £85.00 | IT | 204.27 | 776654
JW Rates | Electrical - 60 | 882601 | DISHWASHING MACHINE:RENEW FREESTANDING | NO | 509.37 | 776655
JW Rates | Electrical - 60 | 882603 | DISHWASHING MACHINE:RENEW INTEGRATED | NO | 678.97 | 776656
JW Rates | Electrical - 30 | 885001 | INSPECT:LANDLORDS LIGHTS NE 4 FLOORS | IT | 38.29 | 776657
JW Rates | Electrical - 45 | 885003 | TESTING:THREE MONTHLY TEST EMERGENCY LIGHTING | IT | 43.62 | 776658
JW Rates | Electrical - 45 | 885005 | TESTING:MONTHLY TEST EMERGENCY LIGHTING | IT | 43.62 | 776659
JW Rates | Electrical - 45 | 889633 | LIGHTING COLUMN:SUPPLY & FIT 'T' BRACKET URBIS | NO | 178.16 | 776660
JW Rates | Electrical - 45 | 889635 | LIGHTING COLUMN:SUPPLY & FIT 'T' BRACKET FLOOD | NO | 189.37 | 776661
JW Rates | Electrical - 45 | 889637 | LIGHTING COLUMN:SUPPLY & FIT 'T' BRACKET EXTEN | NO | 127.92 | 776662
JW Rates | Electrical - 20 | 891001 | POWER:TEMPORARY CONNECTION | NO | 42.41 | 776663
JW Rates | Electrical - 20 | 891003 | LIGHT:TEMPORARY CONNECTION | NO | 30.5 | 776664
JW Rates | Electrical - 30 | 891005 | POWER AND LIGHT:TEMPORARY CONNECTION | NO | 65.11 | 776665
JW Rates | Electrical - 10 | 891007 | HEATER:SUPPLY TEMPORARY 3KW HEATER [RATE PER WEEK] | WK | 26.56 | 776666
JW Rates | Electrical - 20 | 891009 | WATER HEATER:SUPPLY TEMPORARY [RATE PER WEEK] | WK | 60.29 | 776667
JW Rates | Electrical - 60 | 891011 | DE-HUMIDIFIER:SUPPLY TEMPORARY [RATE PER WEEK] | WK | 201.71 | 776668
JW Rates | Electrical - 15 | 891013 | WET-VAC:SUPPLY TEMPORARY [RATE PER WEEK] | WK | 71.28 | 776669
JW Rates | Electrical - 30 | 892001 | EARTH:CROSS BOND PLUMBING | IT | 34.05 | 776670
JW Rates | Electrical - 22 | 892019 | EARTH:RENEW MAIN EQUIPOTENTIAL BONDING | IT | 33.19 | 776671
JW Rates | Electrical - 90 | 892023 | EARTH:INSTALL ELECTRODE AND CABLE | NO | 117.98 | 776672
JW Rates | Electrical - 30 | 892025 | EARTH:REFIX ELECTRODE | NO | 23.4 | 776673
JW Rates | Electrical - 90 | 892027 | EARTH:INSTALL EARTHBOND COMPLETE | IT | 311.48 | 776674
JW Rates | Electrical - 60 | 892050 | EARTH:CROSS BOND BATHROOM/WETROOM | IT | 57.45 | 776675
JW Rates | Electrical - 20 | 892107 | EARTH:SUPPLEMENTARY EQUIPOTENTIAL BONDING ANY ITEM | IT | 19.1 | 776676
JW Rates | Electrical - 10 | 892109 | EARTH:INSTALL 16MM CABLE AND EARTH BLOCK | LM | 11.22 | 776677
JW Rates | Electrical - 10 | 892111 | EARTH:RECONNECT EARTH BOND | IT | 9.29 | 776678
JW Rates | Electrical - 165 | 895001 | TEST:OCCUPIED PROPERTY CERTIFICATE | IT | 143.59 | 776679
JW Rates | Electrical - 100 | 895002 | TEST:OCCUPIED PROPERTY POST REPAIRS CERTIFICATE | IT | 80.98 | 776680
JW Rates | Electrical - 120 | 895003 | TEST:OCCUPIED PROPERTY AND REPORT | IT | 108.5 | 776681
JW Rates | Electrical - 20 | 895007 | MINOR WORK CERTIFICATE:FOLLOWING ACCESSORY RENEWAL | IT | 15.6 | 776682
JW Rates | Electrical - 30 | 895501 | PORTABLE APPLIANCE:ANNUAL TEST - ONLY ITEM | IT | 24.15 | 776683
JW Rates | Electrical - 12 | 895503 | PORTABLE APPLIANCE:ANNUAL TEST - 2-3 ITEMS | NO | 10.08 | 776684
JW Rates | Electrical - 9 | 895505 | PORTABLE APPLIANCE:ANNUAL TEST - 4-10 ITEMS | NO | 7.71 | 776685
JW Rates | Electrical - 7 | 895507 | PORTABLE APPLIANCE:ANNUAL TEST - OVER 10 ITEMS | NO | 6.12 | 776686
JW Rates | Electrical - 180 | 896001 | TEST:UNOCCUPIED PROPERTY CERTIFICATE | IT | 170.19 | 776687
JW Rates | Electrical - 120 | 896003 | TEST:UNOCCUPIED PROPERTY REPORT | IT | 123.38 | 776688
JW Rates | Electrical - 60 | 896011 | TEST:ELECTRICAL VISUAL INSPECTION | IT | 46.79 | 776689
JW Rates | Electrical - 110 | 897003 | SEVERE PENETRATION:DISCONNECT REPAIR TEST | IT | 130.48 | 776690
JW Rates | Electrical - 33 | 898001 | CLIENT INSPECTION:ELECTRICAL | IT | 25.74 | 776691
JW Rates | Electrical - 40 | 898051 | ELECTRICAL FAULT:INSPECT, TEST, RESET | IT | 31.2 | 776692
JW Rates | Disabled Adaptations and Minor Works - Subcontract | 910001 | STAIRLIFT:OBTAIN QUOTE AND ATTEND | IT | 37 | 776693
JW Rates | Disabled Adaptations and Minor Works - Subcontract | 910003 | STAIRLIFT:INSTALL FUSED SPUR | NO | 134.06 | 776694
JW Rates | Disabled Adaptations and Minor Works - Subcontract | 910005 | STAIRLIFT:INSTALL FUSED SPUR AND WAY | NO | 155.68 | 776695
JW Rates | Disabled Adaptations and Minor Works - Subcontract | 921001 | CONSUMER UNIT:REPOSITION | IT | 73.4 | 776696
JW Rates | Disabled Adaptations and Minor Works - Subcontract | 922001 | SOCKET:RAISE HEIGHT-MINI TRUNK OR KIT | IT | 65.34 | 776697
JW Rates | Disabled Adaptations and Minor Works - Subcontract | 922004 | SOCKET:LOWER HEIGHT-MINI TRUNK OR KIT | IT | 65.34 | 776698
JW Rates | Disabled Adaptations and Minor Works - Subcontract | 923001 | SWITCH:REPLACE WITH WIDE ROCKER | NO | 15.51 | 776699
JW Rates | Disabled Adaptations and Minor Works - Subcontract | 923003 | SWITCH:LOWER ANY SWITCH | IT | 61.6 | 776700
JW Rates | Disabled Adaptations and Minor Works - Subcontract | 924001 | THERMOSTAT:LOWER POSITION | IT | 33.8 | 776701
JW Rates | Disabled Adaptations and Minor Works - Subcontract | 931001 | DOOR ENTRY:REMOTE LOCK SYSTEM | IT | 278.74 | 776702
JW Rates | Disabled Adaptations and Minor Works - Subcontract | 931003 | DOOR ENTRY:SUPPLY AND FIX VISUAL AID | IT | 173.99 | 776703
JW Rates | Disabled Adaptations and Minor Works - Subcontract | 931005 | TELEPHONE:SUPPLY AND FIX VISUAL AID | IT | 126.97 | 776704
JW Rates | Disabled Adaptations and Minor Works - Subcontract | 932001 | SMOKE DETECTOR:INSTALL VISUAL AID TYPE | NO | 117.04 | 776705
JW Rates | Disabled Adaptations and Minor Works - Subcontract | 932003 | SMOKE DETECTOR:INSTALL VISUAL AID VIBRATING PADS | NO | 187.15 | 776706
JW Rates | Disabled Adaptations and Minor Works - Subcontract | 932004 | SMOKE DETECTOR:RENEW WITH VISUAL AID TYPE | NO | 71.71 | 776707
JW Rates | Disabled Adaptations and Minor Works - Subcontract | 941001 | GRAB BAR:SUPPLY 305MM STRAIGHT | NO | 43.27 | 776708
JW Rates | Disabled Adaptations and Minor Works - Subcontract | 941002 | GRAB BAR:SUPPLY 450MM STRAIGHT | NO | 54.56 | 776709
JW Rates | Disabled Adaptations and Minor Works - Subcontract | 941003 | GRAB BAR:SUPPLY NE 610MM STRAIGHT | NO | 65.82 | 776710
JW Rates | Disabled Adaptations and Minor Works - Subcontract | 941005 | GRAB BAR:SUPPLY NE 1219MM STRAIGHT | NO | 77.88 | 776711
JW Rates | Disabled Adaptations and Minor Works - Subcontract | 941007 | GRAB BAR:SUPPLY 305/305MM ANGLED | NO | 40.73 | 776712
JW Rates | Disabled Adaptations and Minor Works - Subcontract | 941009 | GRAB BAR:SUPPLY 213/813MM ANGLED | NO | 87.24 | 776713
JW Rates | Disabled Adaptations and Minor Works - Subcontract | 941011 | GRAB BAR:SUPPLY 406/813MM ANGLED | NO | 58.73 | 776714
JW Rates | Disabled Adaptations and Minor Works - Subcontract | 941013 | GRAB BAR:SUPPLY 508/1016MM ANGLED | NO | 114.12 | 776715
JW Rates | Disabled Adaptations and Minor Works - Subcontract | 941015 | GRAB BAR:SUPPLY 762/838MM FREESTANDING | NO | 251.03 | 776716
JW Rates | Disabled Adaptations and Minor Works - Subcontract | 941017 | GRAB BAR:SUPPLY OVERLAP BATH | NO | 417.53 | 776717
JW Rates | Disabled Adaptations and Minor Works - Subcontract | 941019 | GRAB BAR:SUPPLY 914/305MM BATH | NO | 103.6 | 776718
JW Rates | Disabled Adaptations and Minor Works - Subcontract | 941021 | GRAB BAR:SUPPLY NE1219/305MM BATH | NO | 112.62 | 776719
JW Rates | Disabled Adaptations and Minor Works - Subcontract | 941023 | GRAB BAR:SUPPLY 914/305/813 BATH | NO | 166.78 | 776720
JW Rates | Disabled Adaptations and Minor Works - Subcontract | 941025 | GRAB BAR:SUPPLY 914/305/305 BATH | NO | 221.96 | 776721
JW Rates | Disabled Adaptations and Minor Works - Subcontract | 941027 | GRAB BAR:SUPPLY 610/610/508 WC | NO | 106.61 | 776722
JW Rates | Disabled Adaptations and Minor Works - Subcontract | 941029 | GRAB BAR:SUPPLY 610/610/813 SHOWER | NO | 121.65 | 776723
JW Rates | Disabled Adaptations and Minor Works - Subcontract | 941031 | GRAB BAR:SUPPLY 508/1016/813 SHOWER | NO | 145.72 | 776724
JW Rates | Disabled Adaptations and Minor Works - Subcontract | 941033 | GRAB BAR:SUPPLY 610/1219/813 SHOWER | NO | 160.76 | 776725
JW Rates | Disabled Adaptations and Minor Works - Subcontract | 941035 | GRAB BAR:SUPPLY 914/914/813 SHOWER | NO | 191.21 | 776726
JW Rates | Disabled Adaptations and Minor Works - Subcontract | 941037 | GRAB BAR:SUPPLY SWING ASIDE | NO | 337.07 | 776727
JW Rates | Disabled Adaptations and Minor Works - Subcontract | 941039 | GRAB BAR:SUPPLY SWING UP | NO | 111.04 | 776728
JW Rates | Disabled Adaptations and Minor Works - Subcontract | 941041 | GRAB BAR:REMOVE AND REFIX | NO | 25.38 | 776729
JW Rates | Disabled Adaptations and Minor Works - Subcontract | 941043 | GRAB BAR:RETURN TO STORE | NO | 27.56 | 776730
JW Rates | Disabled Adaptations and Minor Works - Subcontract | 941045 | GRAB BAR:SUPPLY VERTICAL POLE | NO | 94.58 | 776731
JW Rates | Disabled Adaptations and Minor Works - Subcontract | 941047 | GRAB BAR:SUPPLY DOUBLE BAR WITH FOOT SUPPORT | NO | 154.83 | 776732
JW Rates | Disabled Adaptations and Minor Works - Subcontract | 941049 | GRAB BAR:SUPPLY SGL FOLDING TOILET ROLL FITMENT | NO | 109.69 | 776733
JW Rates | Disabled Adaptations and Minor Works - Subcontract | 941051 | GRAB BAR:SUPPLY DBL FOLDING TOILET ROLL FITMENT | NO | 115.71 | 776734
JW Rates | Disabled Adaptations and Minor Works - Subcontract | 941061 | GRAB BAR:SUPPLY AND FIT AKW1400 UP TO 600mm | NO | 37.93 | 776735
JW Rates | Disabled Adaptations and Minor Works - Subcontract | 941063 | GRAB BAR:SUPPLY AND FIT 90 DEG Angled AKW1400 | NO | 61.76 | 776736
JW Rates | Disabled Adaptations and Minor Works - Subcontract | 941065 | GRAB BAR:SUPPLY AND FIT 135 DEG Angled AKW1400 | NO | 61.76 | 776737
JW Rates | Disabled Adaptations and Minor Works - Subcontract | 941067 | GRAB BAR:SUPPLY AND FIT AKW1600 UP TO 600mm | NO | 40 | 776738
JW Rates | Disabled Adaptations and Minor Works - Subcontract | 941069 | GRAB BAR:SUPPLY AND FIT 90 DEG Angled AKW1600 | NO | 61.76 | 776739
JW Rates | Disabled Adaptations and Minor Works - Subcontract | 941071 | GRAB BAR:SUPPLY AND FIT 135 DEG Angled AKW1600 | NO | 61.76 | 776740
JW Rates | Disabled Adaptations and Minor Works - Subcontract | 941073 | GRAB BAR:SUPPLY AND FIT FLOOR TO CEILING POLE | NO | 94.58 | 776741
JW Rates | Disabled Adaptations and Minor Works - Subcontract | 941075 | GRAB BAR:SUPPLY AND FIT FOLD UP WC RAIL | NO | 127.12 | 776742
JW Rates | Disabled Adaptations and Minor Works - Subcontract | 941077 | GRAB BAR:SUPPLY AND FIT FOLD UP WC RAIL & SUPPORT | NO | 147.18 | 776743
JW Rates | Disabled Adaptations and Minor Works - Subcontract | 941079 | GRAB BAR:SUPPLY AND FIT FOLD UP ADJUSTABLE WC RAIL | NO | 147.18 | 776744
JW Rates | Disabled Adaptations and Minor Works - Subcontract | 941081 | GRAB BAR:SUPPLY AND FIT FOLD UP ADJUSTABLE SS RAIL | NO | 191.68 | 776745
JW Rates | Disabled Adaptations and Minor Works - Subcontract | 941083 | GRAB BAR:SUPPLY AND FIT FREE STANDING SUPPORT ARM | NO | 251.03 | 776746
JW Rates | Disabled Adaptations and Minor Works - Subcontract | 941085 | GRAB BAR:SUPPLY AND FIT FLOOR TO WALL AKW1700 RAIL | NO | 177.28 | 776747
JW Rates | Disabled Adaptations and Minor Works - Subcontract | 941087 | GRAB BAR:SUPPLY AND FIT GRAB BAR TO NEWEL POST | NO | 30.53 | 776748
JW Rates | Disabled Adaptations and Minor Works - Subcontract | 943001 | HANDRAIL:SUPPLY PROPRIETARY TO WALL | LM | 216.92 | 776749
JW Rates | Disabled Adaptations and Minor Works - Subcontract | 943005 | BALUSTRADE:SUPPLY AND FIX PROPRIETARY 1.1M HIGH | LM | 480.5 | 776750
JW Rates | Disabled Adaptations and Minor Works - Subcontract | 943009 | HANDRAIL:SUPPLY AND FIX MOPSTICK ON BRACKETS | LM | 32.26 | 776751
JW Rates | Disabled Adaptations and Minor Works - Subcontract | 943011 | HANDRAIL:SUPPLY AND FIX MOPSTICK TO STAIRS | LM | 32.26 | 776752
JW Rates | Disabled Adaptations and Minor Works - Subcontract | 943017 | HANDRAIL:SUPPLY AND FIX KEE KLAMP TO WALL | LM | 34.83 | 776753
JW Rates | Disabled Adaptations and Minor Works - Subcontract | 943019 | BALUSTRADE:SUPPLY AND FIX KEE KLAMP DISABLED | LM | 104.96 | 776754
JW Rates | Disabled Adaptations and Minor Works - Subcontract | 943021 | BALUSTRADE:SUPPLY AND FIX KEE KLAMP TO STEPS | LM | 104.96 | 776755
JW Rates | Disabled Adaptations and Minor Works - Subcontract | 951001 | WC SUITE:INSTALL SPECIAL NEEDS TYPE | NO | 633.33 | 776756
JW Rates | Disabled Adaptations and Minor Works - Subcontract | 951003 | WC SUITE:INSTALL CLOSE COUPLED SPECIAL NEEDS TYPE | NO | 688.38 | 776757
JW Rates | Disabled Adaptations and Minor Works - Subcontract | 951005 | WC PAN:INSTALL SPECIAL NEEDS TYPE | NO | 435.46 | 776758
JW Rates | Disabled Adaptations and Minor Works - Subcontract | 951007 | BASIN:INSTALL ADJUSTABLE HEIGHT TYPE TAPS | NO | 466.64 | 776759
JW Rates | Disabled Adaptations and Minor Works - Subcontract | 951009 | BATH:INSTALL SPECIAL NEEDS BATH | NO | 1121.47 | 776760
JW Rates | Disabled Adaptations and Minor Works - Subcontract | 951011 | BATH:INSTALL SPECIAL NEEDS HIP TYPE | NO | 865.9 | 776761
JW Rates | Disabled Adaptations and Minor Works - Subcontract | 951021 | SHOWER:SUPPLY & INSTALL AKW TRAY/TUFF FORM FORMER | NO | 482.57 | 776762
JW Rates | Disabled Adaptations and Minor Works - Subcontract | 951023 | WASTE:RENEW PIPE, GULLY & TRAP TO ADAPTED SHOWER | NO | 282.59 | 776763
JW Rates | Disabled Adaptations and Minor Works - Subcontract | 952001 | TAPS:RENEW WITH BASIN LEVERS - PAIR | IT | 85.37 | 776764
JW Rates | Disabled Adaptations and Minor Works - Subcontract | 952003 | TAPS:RENEW WITH SINK LEVERS - PAIR | IT | 103.97 | 776765
JW Rates | Disabled Adaptations and Minor Works - Subcontract | 952005 | TAPS:RENEW WITH BATH LEVERS - PAIR | IT | 131.06 | 776766
JW Rates | Disabled Adaptations and Minor Works - Subcontract | 952007 | STOP TAP:RESITE AND RENEW WITH LEVER | IT | 95.05 | 776767
JW Rates | Disabled Adaptations and Minor Works - Subcontract | 961001 | SEAT:SUPPLY AND FIX SHOWER SEAT | NO | 157.92 | 776768
JW Rates | Disabled Adaptations and Minor Works - Subcontract | 961003 | SEAT:REMOVE AND REFIX | NO | 21.51 | 776769
JW Rates | Disabled Adaptations and Minor Works - Subcontract | 961019 | SEAT:SUPPLY AND FIX HINGED WITH LEG | NO | 206.06 | 776770
JW Rates | Disabled Adaptations and Minor Works - Subcontract | 961021 | SEAT:SUPPLY AND FIX FOLD UP PADDED SHOWER SEAT | NO | 207.1 | 776771
JW Rates | Disabled Adaptations and Minor Works - Subcontract | 961023 | SEAT:SUPPLY AND FIX EXTRA WIDE PADDED SHOWER SEAT | NO | 664.73 | 776772
JW Rates | Disabled Adaptations and Minor Works - Subcontract | 961025 | SEAT:SUPPLY & FIX EXTRA WIDE HORSESHOE SHOWER SEAT | NO | 792.62 | 776773
JW Rates | Disabled Adaptations and Minor Works - Subcontract | 962001 | SOAP DISH:SUPPLY AND FIX WHEELCHAIR HEIGHT | NO | 57.86 | 776774
JW Rates | Disabled Adaptations and Minor Works - Subcontract | 963001 | DISABLED SHOWER:RENEW 9.5 KW COMPLETE | IT | 485.06 | 776775
JW Rates | Disabled Adaptations and Minor Works - Subcontract | 963003 | DISABLED SHOWER:INSTALL 9.5 KW COMPLETE | IT | 563.63 | 776776
JW Rates | Disabled Adaptations and Minor Works - Subcontract | 963005 | DISABLED SHOWER:RENEW 9.5 KW AUDIO VISUAL COMPLETE | IT | 525.14 | 776777
JW Rates | Disabled Adaptations and Minor Works - Subcontract | 963007 | DISABLED SHOWER:INSTALL 9.5 KW AUDIO VISUAL COMPL | IT | 627.09 | 776778
JW Rates | Disabled Adaptations and Minor Works - Subcontract | 963009 | DISABLED SHOWER:INSTALL 9.0 KW COMPLETE | IT | 555.71 | 776779
JW Rates | Disabled Adaptations and Minor Works - Subcontract | 963011 | DISABLED SHOWER:INSTALL 8.5 KW COMPLETE | IT | 280.46 | 776780
JW Rates | Disabled Adaptations and Minor Works - Subcontract | 964001 | SHOWER ROOM:CONVERT WITH FLOOR DRAIN | IT | 2797.04 | 776781
JW Rates | Disabled Adaptations and Minor Works - Subcontract | 964003 | SHOWER ROOM:CONVERT WITH SHOWER TRAY | IT | 2800 | 776782
JW Rates | Disabled Adaptations and Minor Works - Subcontract | 965001 | DISABLED SHOWER:RENEW RAILS AND CURTAINS | IT | 69.27 | 776783
JW Rates | Disabled Adaptations and Minor Works - Subcontract | 965003 | DISABLED SHOWER:RENEW CURTAIN | IT | 31.71 | 776784
JW Rates | Disabled Adaptations and Minor Works - Subcontract | 965101 | SHOWER:INSTALL OR RENEW WHALE WASTE PUMP | IT | 398 | 776785
JW Rates | Disabled Adaptations and Minor Works - Subcontract | 965103 | SHOWER:INSTALL OR RENEW INSTANT MATCH WHALE PUMP | IT | 498.2 | 776786
JW Rates | Disabled Adaptations and Minor Works - Subcontract | 965105 | SHOWER:SERVICE SHOWER, WASTE PUMP AND GULLEY | IT | 89.79 | 776787
JW Rates | Disabled Adaptations and Minor Works - Subcontract | 965107 | SHOWER:SERVICE WASTE PUMP AND GULLEY | IT | 50.3 | 776788
JW Rates | Disabled Adaptations and Minor Works - Subcontract | 970001 | UNIT:REMOVE ANY UNIT AND CLEAR AWAY | NO | 9.26 | 776789
JW Rates | Disabled Adaptations and Minor Works - Subcontract | 970003 | BASE UNIT:SUPPLY 300MM LONG ADJUSTABLE HEIGHT | NO | 258.09 | 776790
JW Rates | Disabled Adaptations and Minor Works - Subcontract | 970005 | BASE UNIT:SUPPLY 400MM LONG ADJUSTABLE HEIGHT | NO | 265.88 | 776791
JW Rates | Disabled Adaptations and Minor Works - Subcontract | 970007 | BASE UNIT:SUPPLY 500MM LONG ADJUSTABLE HEIGHT | NO | 279.87 | 776792
JW Rates | Disabled Adaptations and Minor Works - Subcontract | 970009 | BASE UNIT:SUPPLY 600MM LONG ADJUSTABLE HEIGHT | NO | 293.83 | 776793
JW Rates | Disabled Adaptations and Minor Works - Subcontract | 970011 | BASE UNIT:SUPPLY 1000MM LONG ADJUSTABLE HEIGHT | NO | 409 | 776794
JW Rates | Disabled Adaptations and Minor Works - Subcontract | 970013 | SINK TOP:RENEW ADJUSTABLE HEIGHT COMPLETE | NO | 479.79 | 776795
JW Rates | Disabled Adaptations and Minor Works - Subcontract | 970015 | WALL UNIT:SUPPLY 300MM LONG ADJUSTABLE HEIGHT | NO | 104.48 | 776796
JW Rates | Disabled Adaptations and Minor Works - Subcontract | 970017 | WALL UNIT:SUPPLY 400MM LONG ADJUSTABLE HEIGHT | NO | 121.03 | 776797
JW Rates | Disabled Adaptations and Minor Works - Subcontract | 970019 | WALL UNIT:SUPPLY 500MM LONG ADJUSTABLE HEIGHT | NO | 140.67 | 776798
JW Rates | Disabled Adaptations and Minor Works - Subcontract | 970021 | WALL UNIT:SUPPLY 600MM LONG ADJUSTABLE HEIGHT | NO | 160.39 | 776799
JW Rates | Disabled Adaptations and Minor Works - Subcontract | 970023 | WALL UNIT:SUPPLY 1000MM LONG ADJUSTABLE HEIGHT | NO | 201.23 | 776800
JW Rates | Disabled Adaptations and Minor Works - Subcontract | 975001 | WINDOW:RELOCATE ANY WINDOW FITTING | NO | 10.01 | 776801
JW Rates | Disabled Adaptations and Minor Works - Subcontract | 975003 | WINDOW:REPLACE WITH EXTENDED ARM STAY | NO | 37.08 | 776802
JW Rates | Disabled Adaptations and Minor Works - Subcontract | 975005 | WINDOW:SUPPLY AND FIX TELEFLEX GEAR | NO | 266.47 | 776803
JW Rates | Disabled Adaptations and Minor Works - Subcontract | 975007 | WINDOW:SUPPLY AND FIX CHAIN DRIVE HANDLE | NO | 80.11 | 776804
JW Rates | Disabled Adaptations and Minor Works - Subcontract | 980001 | DOOR:SUPPLY AND FIX KICKING PLATE 300MM | NO | 32.37 | 776805
JW Rates | Disabled Adaptations and Minor Works - Subcontract | 980003 | DOOR:REPLACE KNOBSET WITH LEVER HANDLES | IT | 21.87 | 776806
JW Rates | Disabled Adaptations and Minor Works - Subcontract | 980005 | DOOR:CHANGE TO TWO WAY OPERATION | IT | 83.97 | 776807
JW Rates | Disabled Adaptations and Minor Works - Subcontract | 980007 | DOOR:CHANGE INWARD TO OUT OPENING | IT | 60.04 | 776808
JW Rates | Disabled Adaptations and Minor Works - Subcontract | 980009 | ANGLE TRIM:FIX SAA ANGLE TRIM | NO | 21.79 | 776809
JW Rates | Disabled Adaptations and Minor Works - Subcontract | 980011 | DOOR:RENEW SLIDING DOOR INC WIDENING OPENING | IT | 900.62 | 776810
JW Rates | Disabled Adaptations and Minor Works - Subcontract | 980013 | DOOR:RENEW ADAPTED AND FRAME | IT | 448.77 | 776811
JW Rates | Disabled Adaptations and Minor Works - Subcontract | 980021 | DOOR:RENEW HARDWOOD VENEERED INTERNAL | IT | 273.47 | 776812
JW Rates | Disabled Adaptations and Minor Works - Subcontract | 985001 | DISABLED RAMP:CONSTRUCT CONCRETE RAMP | LM | 166.95 | 776813
JW Rates | Disabled Adaptations and Minor Works - Subcontract | 985003 | DISABLED RAMP:CONSTRUCT TIMBER RAMP | LM | 127.35 | 776814
JW Rates | Disabled Adaptations and Minor Works - Subcontract | 985501 | STEP:FORM HALF STEP-CONCRETE | IT | 75.94 | 776815
JW Rates | Disabled Adaptations and Minor Works - Subcontract | 985502 | STEP:FORM HALF STEP-CONCRETE NE 900MM | IT | 132.43 | 776816
JW Rates | Disabled Adaptations and Minor Works - Subcontract | 985503 | STEP:FORM HALF STEP-TIMBER/PLY | IT | 68.89 | 776817
JW Rates | Disabled Adaptations and Minor Works - Subcontract | 986001 | THRESHOLD:REMOVE FOR ACCESS | NO | 16.83 | 776818
JW Rates | Disabled Adaptations and Minor Works - Subcontract | 986003 | THRESHOLD:FORM RAMP FOR WHEELCHAIR | IT | 39.59 | 776819
JW Rates | Electrical - TBC | 8551AA | DWELLING:STRIP ELECTRICS 1 BED FLAT | IT | 140.28 | 776820
JW Rates | Electrical - TBC | 8551AB | DWELLING:STRIP ELECTRICS 2 BED FLAT | IT | 210.41 | 776821
JW Rates | Electrical - TBC | 8551AC | DWELLING:STRIP ELECTRICS 3 BED FLAT | IT | 280.55 | 776822
JW Rates | Electrical - TBC | 8551AD | DWELLING:STRIP ELECTRICS BEDSIT FLAT | IT | 102.15 | 776823
JW Rates | Electrical - TBC | 8551BA | DWELLING:STRIP ELECTRICS 1 BED BUNG | IT | 140.28 | 776824
JW Rates | Electrical - TBC | 8551BB | DWELLING:STRIP ELECTRICS 2 BED BUNG | IT | 210.41 | 776825
JW Rates | Electrical - TBC | 8551CA | DWELLING:STRIP ELECTRICS 1 BED HOUSE | IT | 140.28 | 776826
JW Rates | Electrical - TBC | 8551CB | DWELLING:STRIP ELECTRICS 2 BED HOUSE | IT | 210.41 | 776827
JW Rates | Electrical - TBC | 8551CC | DWELLING:STRIP ELECTRICS 3 BED HOUSE | IT | 280.55 | 776828
JW Rates | Electrical - TBC | 8551CD | DWELLING:STRIP ELECTRICS 4 BED HOUSE | IT | 365.28 | 776829
JW Rates | Electrical - TBC | 8552AA | DWELLING:REWIRE COMPLETE 1 BED FLAT | IT | 2306 | 776830
JW Rates | Electrical - TBC | 8552AB | DWELLING:REWIRE COMPLETE 2 BED FLAT | IT | 2353 | 776831
JW Rates | Electrical - TBC | 8552AC | DWELLING:REWIRE COMPLETE 3 BED FLAT | IT | 2596.35 | 776832
JW Rates | Electrical - TBC | 8552AD | DWELLING:REWIRE COMPLETE BEDSIT FLAT | IT | 2038.64 | 776833
JW Rates | Electrical - TBC | 8552AE | DWELLING:REWIRE COMPLETE 4 BED FLAT | IT | 2756.36 | 776834
JW Rates | Electrical - TBC | 8552AF | DWELLING:REWIRE COMPLETE 5 BED FLAT | IT | 2919.92 | 776835
JW Rates | Electrical - TBC | 8552BA | DWELLING:REWIRE COMPLETE 1 BED BUNG | IT | 2306 | 776836
JW Rates | Electrical - TBC | 8552BB | DWELLING:REWIRE COMPLETE 2 BED BUNG | IT | 2353 | 776837
JW Rates | Electrical - TBC | 8552CA | DWELLING:REWIRE COMPLETE 1 BED HOUSE | IT | 2677.07 | 776838
JW Rates | Electrical - TBC | 8552CB | DWELLING:REWIRE COMPLETE 2 BED HOUSE | IT | 2746.14 | 776839
JW Rates | Electrical - TBC | 8552CC | DWELLING:REWIRE COMPLETE 3 BED HOUSE | IT | 2994.02 | 776840
JW Rates | Electrical - TBC | 8552CD | DWELLING:REWIRE COMPLETE 4 BED HOUSE | IT | 3190.3 | 776841
JW Rates | Electrical - TBC | 8552CE | DWELLING:REWIRE COMPLETE 5 BED HOUSE | IT | 3392.64 | 776842
JW Rates | Electrical - TBC | 8552CF | DWELLING:REWIRE COMPLETE 6 BED HOUSE | IT | 3598.54 | 776843
JW Rates | Electrical - TBC | 8552DA | REWIRE OFF PEAK INSTALLATION UP TO TO 10 POINTS | IT | 1449.21 | 776844
JW Rates | Electrical - TBC | 8552XC | COMMUNAL ROOM:REWIRE COMPLETE | IT | 930.04 | 776845
JW Rates | Electrical - TBC | 8553AA | DWELLING:REPOSITION ELECTRIC METER | IT | 222.23 | 776846
JW Rates | Electrical - TBC | 8553AB | REWIRE:INSTALL NEW 8.7KW SHOWER | IT | 525 | 776847
JW Rates | Electrical - TBC | 8556GJ | CCU:RENEW 7-12 WAY MOULDED METALCLAD FIXED BUSBAR | IT | 688.42 | 776848
JW Rates | Scaffolding - Subcontract | 240100 | SCAFFOLDING:PROVIDE NE 5M HIGH NE 5M GIRTH | IT | 713.35 | 776849
JW Rates | Scaffolding - Subcontract | 240101 | SCAFFOLDING:PROVIDE NE 5M HIGH NE 10M GIRTH | IT | 943.81 | 776850
JW Rates | Scaffolding - Subcontract | 240103 | SCAFFOLDING:PROVIDE 5M HIGH NE 20M GIRTH | IT | 1558.39 | 776851
JW Rates | Scaffolding - Subcontract | 240105 | SCAFFOLDING:PROVIDE 5 TO 10M HIGH NE 5M GIRTH | IT | 976.74 | 776852
JW Rates | Scaffolding - Subcontract | 240107 | SCAFFOLDING:PROVIDE 5 TO 10M HIGH NE 10M GIRTH | IT | 1536.44 | 776853
JW Rates | Scaffolding - Subcontract | 240109 | SCAFFOLDING:PROVIDE 5 TO 10M HIGH NE 20M GIRTH | IT | 3138.73 | 776854
JW Rates | Scaffolding - Subcontract | 240111 | SCAFFOLDING:PROVIDE 10 TO 15M HIGH NE 5M GIRTH | IT | 1481.57 | 776855
JW Rates | Scaffolding - Subcontract | 240113 | SCAFFOLDING:PROVIDE 10 TO 15M HIGH NE 10M GIRTH | IT | 2403.44 | 776856
JW Rates | Scaffolding - Subcontract | 240115 | SCAFFOLDING:PROVIDE 10 TO 15M HIGH NE 20M GIRTH | IT | 4675.18 | 776857
JW Rates | Scaffolding - Subcontract | 240117 | SCAFFOLDING:PROVIDE 15 TO 20M HIGH NE 5M GIRTH | IT | 1887.63 | 776858
JW Rates | Scaffolding - Subcontract | 240119 | SCAFFOLDING:PROVIDE 15 TO 20M HIGH NE 10M GIRTH | IT | 3500.9 | 776859
JW Rates | Scaffolding - Subcontract | 240121 | SCAFFOLDING:PROVIDE 15 TO 20M HIGH NE 20M GIRTH | IT | 7012.77 | 776860
JW Rates | Scaffolding - Subcontract | 240200 | SCAFFOLD TOWER:PROVIDE NE 5M HIGH STEEL | IT | 548.73 | 776861
JW Rates | Scaffolding - Subcontract | 240201 | SCAFFOLD TOWER:PROVIDE NE 10M HIGH STEEL | IT | 932.84 | 776862
JW Rates | Scaffolding - Subcontract | 240203 | SCAFFOLD TOWER:PROVIDE NE 15M HIGH STEEL | IT | 1437.67 | 776863
JW Rates | Scaffolding - Subcontract | 240205 | SCAFFOLD TOWER:PROVIDE NE 20M HIGH STEEL | IT | 2183.95 | 776864
JW Rates | Scaffolding - Subcontract | 240209 | SCAFFOLD TOWER:MOVE POSITION NE 10M STEEL | IT | 702.38 | 776865
JW Rates | Scaffolding - Subcontract | 240211 | SCAFFOLD TOWER:MOVE POSITION NE 20M STEEL | IT | 1086.49 | 776866
JW Rates | Scaffolding - Subcontract | 240213 | SCAFFOLD TOWER:MOVE POSITION NE 30M STEEL | IT | 1284.02 | 776867
JW Rates | Scaffolding - Subcontract | 240251 | SCAFFOLD TOWER:PROVIDE NE 5M HIGH ZIP UP | IT | 274.37 | 776868
JW Rates | Scaffolding - Subcontract | 240253 | SCAFFOLD TOWER:PROVIDE NE 10M HIGH ZIP UP | IT | 899.91 | 776869
JW Rates | Scaffolding - Subcontract | 240255 | SCAFFOLD TOWER:PROVIDE NE 15M HIGH ZIP UP | IT | 1349.88 | 776870
JW Rates | Scaffolding - Subcontract | 240257 | SCAFFOLD TOWER:PROVIDE NE 20M HIGH ZIP UP | IT | 1470.6 | 776871
JW Rates | Scaffolding - Subcontract | 240259 | SCAFFOLD TOWER:MOVE POSITION NE 10M ZIP UP | IT | 658.48 | 776872
JW Rates | Scaffolding - Subcontract | 240261 | SCAFFOLD TOWER:MOVE POSITION NE 20M ZIP UP | IT | 1207.21 | 776873
JW Rates | Scaffolding - Subcontract | 240263 | SCAFFOLD TOWER:MOVE POSITION NE 30M ZIP UP | IT | 1360.85 | 776874
JW Rates | Scaffolding - Subcontract | 240301 | SCAFFOLDING:PROVIDE WORKING PLATFORM | LM | 27.44 | 776875
JW Rates | Scaffolding - Subcontract | 240321 | SCAFFOLD TOWER:EXTRA WORKING PLATFORM | IT | 137.18 | 776876
JW Rates | Scaffolding - Subcontract | 240401 | SCAFFOLDING:PROVIDE TO CHIMNEY NE 10M HIGH | IT | 1119.41 | 776877
JW Rates | Scaffolding - Subcontract | 240403 | SCAFFOLDING:PROVIDE TO CHIMNEY NE 15M HIGH | IT | 1613.26 | 776878
JW Rates | Scaffolding - Subcontract | 240405 | SCAFFOLDING:PROVIDE TO CHIMNEY NE 20M HIGH | IT | 2535.13 | 776879
JW Rates | Scaffolding - Subcontract | 240407 | SCAFFOLDING:PROVIDE TO CHIMNEY NE 25M HIGH | IT | 3292.38 | 776880
JW Rates | Scaffolding - Subcontract | 240601 | SCAFFOLDING:ADDITIONAL HIRE AFTER INITIAL PERIOD | PER WEEK | enter rate | 776881
JW Rates | Wet Room Flooring - Subcontract | 990651RR | FLOORING: LAY NEW ALTRO “PISCES”ON LATEX SCREED | m2 | 78.39 | 776882
JW Rates | Wet Room Flooring - Subcontract | 990653RR | FLOORING: LAY NEW ALTRO "PISCES" ON 6MM PLYWOOD | m2 | 78.39 | 776883
JW Rates | QTE100001 - Subcontract | QTE100001 | Quoted Works / Non SOR Works | IT | enter rate | 776884
JW Rates | QTE | QTE10002 | VENT AXIA REVIVE | IT | 67.7 | 970202
JW Rates | QTE100001 | QTE100001 | PAINT CHIMNEY DUGGANITE | 1 | 80 | 982896
JW Rates | QTE | QTE | BREATHAPLASTA THERMAL PLASTER | SM | 37.9 | 986071
JW Rates |  |  |  |  | 0 | 1009550
JW Rates | QTE100002 | QTE100002 | French Drain |  | 0 | 1009551
JW Rates | QTE | QTE100001 |  | 2 | 243 | 1009552
JW Rates | QTE100001 | QTE100001 | French Drain | 1 | 437.5 | 1014178
JW Rates |  |  |  |  | 0 | 1014205